## fintry_epc_with_constructions
BUILDING_REFERENCE_NUMBER | OSG_REFERENCE_NUMBER | ADDRESS1 | ADDRESS2 | ADDRESS3 | POSTCODE | LATITUDE | LONGITUDE | INSPECTION_DATE | TYPE_OF_ASSESSMENT | LODGEMENT_DATE | ENERGY_CONSUMPTION_CURRENT | TOTAL_FLOOR_AREA | 3_YR_ENERGY_COST_CURRENT | 3_YR_ENERGY_SAVINGS_POTENTIAL | CURRENT_ENERGY_EFFICIENCY | CURRENT_ENERGY_RATING | POTENTIAL_ENERGY_EFFICIENCY | POTENTIAL_ENERGY_RATING | ENVIRONMENT_IMPACT_CURRENT | CURRENT_ENVIRONMENTAL_RATING | ENVIRONMENT_IMPACT_POTENTIAL | POTENTIAL_ENVIRONMENTAL_RATING | CO2_EMISS_CURR_PER_FLOOR_AREA | IMPROVEMENTS | WALL_DESCRIPTION | WALL_ENERGY_EFF | WALL_ENV_EFF | ROOF_DESCRIPTION | ROOF_ENERGY_EFF | ROOF_ENV_EFF | FLOOR_DESCRIPTION | FLOOR_ENERGY_EFF | FLOOR_ENV_EFF | WINDOWS_DESCRIPTION | WINDOWS_ENERGY_EFF | WINDOWS_ENV_EFF | MAINHEAT_DESCRIPTION | MAINHEAT_ENERGY_EFF | MAINHEAT_ENV_EFF | MAINHEATCONT_DESCRIPTION | MAINHEATC_ENERGY_EFF | MAINHEATC_ENV_EFF | SECONDHEAT_DESCRIPTION | SHEATING_ENERGY_EFF | SHEATING_ENV_EFF | HOTWATER_DESCRIPTION | HOT_WATER_ENERGY_EFF | HOT_WATER_ENV_EFF | LIGHTING_DESCRIPTION | LIGHTING_ENERGY_EFF | LIGHTING_ENV_EFF | AIR_TIGHTNESS_DESCRIPTION | AIR_TIGHTNESS_ENERGY_EFF | AIR_TIGHTNESS_ENV_EFF | CO2_EMISSIONS_CURRENT | CO2_EMISSIONS_POTENTIAL | HEATING_COST_CURRENT | HEATING_COST_POTENTIAL | HOT_WATER_COST_CURRENT | HOT_WATER_COST_POTENTIAL | LIGHTING_COST_CURRENT | LIGHTING_COST_POTENTIAL | ALTERNATIVE_IMPROVEMENTS | LZC_ENERGY_SOURCES | SPACE_HEATING_DEMAND | WATER_HEATING_DEMAND | IMPACT_LOFT_INSULATION | IMPACT_CAVITY_WALL_INSULATION | IMPACT_SOLID_WALL_INSULATION | ADDENDUM_TEXT | CONSTRUCTION_AGE_BAND | FLOOR_HEIGHT | DATA_ZONE | ENERGY_CONSUMPTION_POTENTIAL | EXTENSION_COUNT | FIXED_LIGHTING_OUTLETS_COUNT | LOW_ENERGY_FIXED_LIGHT_COUNT | LOW_ENERGY_LIGHTING | FLOOR_LEVEL | FLAT_TOP_STOREY | GLAZED_AREA | NUMBER_HABITABLE_ROOMS | HEAT_LOSS_CORRIDOOR | NUMBER_HEATED_ROOMS | LOCAL_AUTHORITY_LABEL | MAINS_GAS_FLAG | MAIN_HEATING_CATEGORY | MAIN_FUEL | MAIN_HEATING_CONTROLS | MECHANICAL_VENTILATION | ENERGY_TARIFF | MULTI_GLAZE_PROPORTION | GLAZED_TYPE | NUMBER_OPEN_FIREPLACES | PHOTO_SUPPLY | SOLAR_WATER_HEATING_FLAG | TENURE | TRANSACTION_TYPE | UNHEATED_CORRIDOR_LENGTH | CONSTITUENCY | CONSTITUENCY_LABEL | WIND_TURBINE_COUNT | BUILT_FORM | PROPERTY_TYPE | DATA_ZONE_2011 | CREATED_AT | REPORT_REFERENCE_NUMBER | dwelling_id | IMPROVEMENTS_PARSED | WALL_DESCRIPTION_PARSED | ROOF_DESCRIPTION_PARSED | FLOOR_DESCRIPTION_PARSED | WINDOWS_DESCRIPTION_PARSED | MAINHEAT_DESCRIPTION_PARSED | MAINHEATCONT_DESCRIPTION_PARSED | SECONDHEAT_DESCRIPTION_PARSED | HOTWATER_DESCRIPTION_PARSED | LIGHTING_DESCRIPTION_PARSED | AIR_TIGHTNESS_DESCRIPTION_PARSED | DELTA_ENERGY_EFFICIENCY | DELTA_ENVIRONMENT_IMPACT | DELTA_ENERGY_CONSUMPTION | PCT_ENERGY_REDUCTION | DELTA_CO2_EMISSIONS | PCT_CO2_REDUCTION | ANNUAL_ENERGY_COST_SAVINGS | HAS_POTENTIAL_DATA | POSITIVE_ENERGY_SAVINGS | POSITIVE_CO2_SAVINGS | IMPROVEMENTS_LIST | CAPEX_MIN | CAPEX_MAX | CAPEX_MID | PROJECT_LIFETIME_DYNAMIC | ANNUAL_CASHFLOW | NPV | IRR | IMPROVEMENTS_CLEAN | IMPROVEMENTS_FINANCIALS | SIMPLE_PAYBACK_YEARS | COST_PER_KWH_REDUCED | COST_PER_TON_CO2_REDUCED | FINANCIAL_DATA_AVAILABLE | ECONOMICALLY_POSITIVE | HEATED_ROOM_RATIO | ROOMS_PER_100M2 | GLAZED_AREA_PER_M2 | PERCENT_GLAZED | IS_FLAT | IS_TOP_STOREY_FLAT | FLOOR_LEVEL_NUM | FLOOR_LEVEL_SIMPLE | MAIN_HEATING_CATEGORY_CLEAN | MAIN_FUEL_CLEAN | HEATING_FUEL_COMBO | IS_GAS_HEATED | DELTA_ENERGY_EFFICIENCY_scaled | DELTA_ENVIRONMENT_IMPACT_scaled | NPV_scaled | COST_PER_KWH_REDUCED_scaled | COST_PER_TON_CO2_REDUCED_scaled | PRIORITY_INDEX | NUMBER_OF_FLOORS | FOOTPRINT_AREA | ARCHETYPE | WALL_LENGTH | WALL_WIDTH | ROOF_RIDGE_HEIGHT | AGE_BAND | BUILDING_HEIGHT | EXPOSED_PERIMETER | WALL_AREA | TYPICAL_WINDOW_AREA | WINDOW_AREA | WWR | SEMI_DETACHED_2F_WINDOW_AREA_SINGLE | SemiDetached_2F_Window_H | SemiDetached_2F_Window_W | HEATING_CODE | HEATING_JSON | WALL_DESC | ROOF_DESC | WINDOW_DESC | WALL_CONS | ROOF_CONS | WINDOW_CONS
1001829067 | 122009933 | 19 CULCREUCH AVENUE | FINTRY | GLASGOW | G63 0YB | 56.0557 | -4.2233 | 2025-09-29 | RdSAP, existing dwelling | 2025-09-29 | 216 | 42 | 3993 | 510 | 87 | B | 93 | A | 91 | B | 92 | A | 18 | Description: Solar water heating; Indicative Cost: ¬£4,000 - ¬£7,000; Typical Saving: -115; Energy Rating after improvement: A 92; Environmental Rating after improvement: A 92; Green Deal Eligible: N ¦ Description: High performance external doors; Indicative Cost: ¬£1,800 - ¬£2,400; Typical Saving: 52; Energy Rating after improvement: A 93; Environmental Rating after improvement: A 92; Green Deal Eligible: N ¦ | Cavity wall, filled cavity | Good | Good | Pitched, 300 mm loft insulation | Very Good | Very Good | Suspended, insulated | N/A | N/A |  |  |  | Electric storage heaters | Good | Very Good | Controls for high heat retention storage heaters | Good | Good | Room heaters, electric | N/A | N/A | Electric immersion, off-peak | Poor | Very Good | Good lighting efficiency | Good | Good |  |  |  | 0.8 | 0.1 | 3330 | 3195 | 558 | 1203 | 105 | 105 |  | Description: Solar photovoltaics ¦ | 6234.32 | 702.69 | 0 | 0 | 0 |  | 1965-1975 | 2.4 | S01006074 (Strathendrick) | 216 | 0 | 0 | 0 | 0 |  |  | 0 | 2 |  | 2 | Stirling |  |  |  |  | natural | dual | 0 |  |  |  | FALSE | rented (social) | rental |  | 00RGMB | Forth and Endrick | 0 | Semi-Detached | Bungalow | S01013015 (Kippen and Fintry - 01) | 2025-09-29 15:09 | 2117-1018-6201-0195-2200 | 19 CULCREUCH AVENUE ¦ G63 0YB | [{'description': 'Solar water heating', 'cost_min': 4000, 'cost_max': 7000, 'typical_saving': None, 'energy_rating': 'A 92', 'env_rating': 'A 92', 'green_deal': 'N'}, {'description': 'High performance external doors', 'cost_min': 1800, 'cost_max': 2400, 'typical_saving': 52, 'energy_rating': 'A 93', 'env_rating': 'A 92', 'green_deal': 'N'}, {'description': None, 'cost_min': None, 'cost_max': None, 'typical_saving': None, 'energy_rating': None, 'env_rating': None, 'green_deal': None}] | [{'description': 'Cavity wall, filled cavity', 'energy_rating': 'Good', 'env_rating': 'Good'}] | [{'description': 'Pitched, 300 mm loft insulation', 'energy_rating': 'Very Good', 'env_rating': 'Very Good'}] | [{'description': 'Suspended, insulated', 'energy_rating': 'N/A', 'env_rating': 'N/A'}] | [] | [{'description': 'Electric storage heaters', 'energy_rating': 'Good', 'env_rating': 'Very Good'}] | [{'description': 'Controls for high heat retention storage heaters', 'energy_rating': 'Good', 'env_rating': 'Good'}] | [{'description': 'Room heaters, electric', 'energy_rating': 'N/A', 'env_rating': 'N/A'}] | [{'description': 'Electric immersion, off-peak', 'energy_rating': 'Poor', 'env_rating': 'Very Good'}] | [{'description': 'Good lighting efficiency', 'energy_rating': 'Good', 'env_rating': 'Good'}] | [] | 6 | 1 | 0 | 0 | 0.7000000000000001 | 0.875 | 170 | TRUE | FALSE | TRUE | [{'description': 'Solar water heating', 'cost_min': 4000, 'cost_max': 7000, 'typical_saving': None, 'energy_rating': 'A 92', 'env_rating': 'A 92', 'green_deal': 'N'}, {'description': 'High performance external doors', 'cost_min': 1800, 'cost_max': 2400, 'typical_saving': 52, 'energy_rating': 'A 93', 'env_rating': 'A 92', 'green_deal': 'N'}, {'description': None, 'cost_min': None, 'cost_max': None, 'typical_saving': None, 'energy_rating': None, 'env_rating': None, 'green_deal': None}] | 5800 | 9400 | 7600 | 30 | 170 | -4986.6833 | -0.02402 | [{'description': 'Solar water heating', 'cost_min': 4000, 'cost_max': 7000, 'typical_saving': None, 'energy_rating': 'A 92', 'env_rating': 'A 92', 'green_deal': 'N'}, {'description': 'High performance external doors', 'cost_min': 1800, 'cost_max': 2400, 'typical_saving': 52, 'energy_rating': 'A 93', 'env_rating': 'A 92', 'green_deal': 'N'}] | [{'description': 'Solar water heating', 'capex_mid': np.float64(5500.0), 'lifetime': np.int64(30), 'annual_cashflow': None, 'npv': nan, 'irr': nan}, {'description': 'High performance external doors', 'capex_mid': np.float64(2100.0), 'lifetime': np.int64(30), 'annual_cashflow': 52, 'npv': np.float64(-1300.632546602093), 'irr': -0.01819693530225519}] | 44.705882352941174 | 0 | 10857142.857142856 | TRUE | FALSE | 1 | 4.761904761904762 | 0 | 0 | FALSE | FALSE |  | Unknown |  |  |  | TRUE | 0.085714 | 0.015625 | 0.3841130620893431 | 0 | 0.7157384987893461 | 0.1761738667416219 | 2 | 21 | SemiDetached_2F | 4.5826 | 4.5826 | 7.0913 | E | 4.8 | 13.7477 | 65.9891 | 12.5358 | 12.5358 | 0.1899677658606939 | 1.7908285714285714 | 1.092650774166071 | 1.6389761612491065 | electric_storage_heaters_good_room_heaters_electric | [{'main_heat': 'electric_storage_heaters', 'main_energy': 'good', 'secondary_heat': 'room_heaters_electric'}] | Cavity wall, filled cavity | Pitched, 300 mm loft insulation |  | cavity_filled_bands_A_to_E | insulated_roof_300mm | ND
1001951858 | 122010025 | GLENVIEW | FINTRY | GLASGOW | G63 0XJ | 56.05282399999999 | -4.2206 | 2025-09-19 | RdSAP, existing dwelling | 2025-09-19 | 248 | 126 | 12462 | 4851 | 51 | E | 75 | C | 80 | C | 88 | B | 23 | Description: Floor insulation (suspended floor); Indicative Cost: ¬£5,000 - ¬£10,000; Typical Saving: 597; Energy Rating after improvement: D 57; Environmental Rating after improvement: B 83; Green Deal Eligible: N ¦ Description: Add additional 80¬†mm jacket to hot water cylinder; Indicative Cost: ¬£20 - ¬£40; Typical Saving: 43; Energy Rating after improvement: D 58; Environmental Rating after improvement: B 83; Green Deal Eligible: N ¦ Description: High heat retention storage heaters and dual immersion cylinder; Indicative Cost: ¬£2,400 - ¬£4,800; Typical Saving: 978; Energy Rating after improvement: C 70; Environmental Rating after improvement: B 87; Green Deal Eligible: N ¦ Description: Solar photovoltaic panels, 2.5 kWp; Indicative Cost: ¬£8,000 - ¬£10,000; Typical Saving: 276; Energy Rating after improvement: C 75; Environmental Rating after improvement: B 88; Green Deal Eligible: N ¦ | Timber frame, as built, insulated (assumed) | Good | Good | Pitched, 300 mm loft insulation | Very Good | Very Good | Suspended, no insulation (assumed) | N/A | N/A |  |  |  | Electric storage heaters | Average | Very Good | Manual charge control | Poor | Poor | Room heaters, electric | N/A | N/A | Electric immersion, off-peak | Poor | Very Good | Good lighting efficiency | Good | Good |  |  |  | 2.9 | 1.2 | 10089 | 5820 | 2124 | 1542 | 249 | 249 | Description: Biomass boiler (Exempted Appliance if in Smoke Control Area) ¦ |  | 18020.67 | 2465.27 | 0 | 0 | 0 |  | 1984-1991 | 2.4 | S01006074 (Strathendrick) | 151 | 0 | 0 | 0 | 0 |  |  | 0 | 6 |  | 6 | Stirling |  |  |  |  | natural | dual | 0 |  |  |  | FALSE | owner-occupied | none of the above |  | 00RGMB | Forth and Endrick | 0 | Detached | Bungalow | S01013015 (Kippen and Fintry - 01) | 2025-09-19 15:30 | 8900-1518-0122-0195-1153 | GLENVIEW ¦ G63 0XJ | [{'description': 'Floor insulation (suspended floor)', 'cost_min': 5000, 'cost_max': 10000, 'typical_saving': 597, 'energy_rating': 'D 57', 'env_rating': 'B 83', 'green_deal': 'N'}, {'description': 'Add additional 80\xa0mm jacket to hot water cylinder', 'cost_min': 20, 'cost_max': 40, 'typical_saving': 43, 'energy_rating': 'D 58', 'env_rating': 'B 83', 'green_deal': 'N'}, {'description': 'High heat retention storage heaters and dual immersion cylinder', 'cost_min': 2400, 'cost_max': 4800, 'typical_saving': 978, 'energy_rating': 'C 70', 'env_rating': 'B 87', 'green_deal': 'N'}, {'description': 'Solar photovoltaic panels, 2.5 kWp', 'cost_min': 8000, 'cost_max': 10000, 'typical_saving': 276, 'energy_rating': 'C 75', 'env_rating': 'B 88', 'green_deal': 'N'}, {'description': None, 'cost_min': None, 'cost_max': None, 'typical_saving': None, 'energy_rating': None, 'env_rating': None, 'green_deal': None}] | [{'description': 'Timber frame, as built, insulated (assumed)', 'energy_rating': 'Good', 'env_rating': 'Good'}] | [{'description': 'Pitched, 300 mm loft insulation', 'energy_rating': 'Very Good', 'env_rating': 'Very Good'}] | [{'description': 'Suspended, no insulation (assumed)', 'energy_rating': 'N/A', 'env_rating': 'N/A'}] | [] | [{'description': 'Electric storage heaters', 'energy_rating': 'Average', 'env_rating': 'Very Good'}] | [{'description': 'Manual charge control', 'energy_rating': 'Poor', 'env_rating': 'Poor'}] | [{'description': 'Room heaters, electric', 'energy_rating': 'N/A', 'env_rating': 'N/A'}] | [{'description': 'Electric immersion, off-peak', 'energy_rating': 'Poor', 'env_rating': 'Very Good'}] | [{'description': 'Good lighting efficiency', 'energy_rating': 'Good', 'env_rating': 'Good'}] | [] | 24 | 8 | 97 | 0.3911290322580645 | 1.7 | 0.5862068965517241 | 1617 | TRUE | TRUE | TRUE | [{'description': 'Floor insulation (suspended floor)', 'cost_min': 5000, 'cost_max': 10000, 'typical_saving': 597, 'energy_rating': 'D 57', 'env_rating': 'B 83', 'green_deal': 'N'}, {'description': 'Add additional 80\xa0mm jacket to hot water cylinder', 'cost_min': 20, 'cost_max': 40, 'typical_saving': 43, 'energy_rating': 'D 58', 'env_rating': 'B 83', 'green_deal': 'N'}, {'description': 'High heat retention storage heaters and dual immersion cylinder', 'cost_min': 2400, 'cost_max': 4800, 'typical_saving': 978, 'energy_rating': 'C 70', 'env_rating': 'B 87', 'green_deal': 'N'}, {'description': 'Solar photovoltaic panels, 2.5 kWp', 'cost_min': 8000, 'cost_max': 10000, 'typical_saving': 276, 'energy_rating': 'C 75', 'env_rating': 'B 88', 'green_deal': 'N'}, {'description': None, 'cost_min': None, 'cost_max': None, 'typical_saving': None, 'energy_rating': None, 'env_rating': None, 'green_deal': None}] | 15420 | 24840 | 20130 | 35.67164179104478 | 1617 | 6347.0722 | 0.073649 | [{'description': 'Floor insulation (suspended floor)', 'cost_min': 5000, 'cost_max': 10000, 'typical_saving': 597, 'energy_rating': 'D 57', 'env_rating': 'B 83', 'green_deal': 'N'}, {'description': 'Add additional 80\xa0mm jacket to hot water cylinder', 'cost_min': 20, 'cost_max': 40, 'typical_saving': 43, 'energy_rating': 'D 58', 'env_rating': 'B 83', 'green_deal': 'N'}, {'description': 'High heat retention storage heaters and dual immersion cylinder', 'cost_min': 2400, 'cost_max': 4800, 'typical_saving': 978, 'energy_rating': 'C 70', 'env_rating': 'B 87', 'green_deal': 'N'}, {'description': 'Solar photovoltaic panels, 2.5 kWp', 'cost_min': 8000, 'cost_max': 10000, 'typical_saving': 276, 'energy_rating': 'C 75', 'env_rating': 'B 88', 'green_deal': 'N'}] | [{'description': 'Floor insulation (suspended floor)', 'capex_mid': np.float64(7500.0), 'lifetime': np.int64(50), 'annual_cashflow': 597, 'npv': np.float64(3398.7874999497694), 'irr': 0.07771307100968472}, {'description': 'Add additional 80\xa0mm jacket to hot water cylinder', 'capex_mid': np.float64(30.0), 'lifetime': 15, 'annual_cashflow': 43, 'npv': np.float64(416.32529564176536), 'irr': 1.4333310248364097}, {'description': 'High heat retention storage heaters and dual immersion cylinder', 'capex_mid': np.float64(3600.0), 'lifetime': np.int64(20), 'annual_cashflow': 978, 'npv': np.float64(8588.041715004103), 'irr': 0.2693635502773133}, {'description': 'Solar photovoltaic panels, 2.5 kWp', 'capex_mid': np.float64(9000.0), 'lifetime': np.int64(30), 'annual_cashflow': 276, 'npv': np.float64(-4757.20351658034), 'irr': -0.005297219142829879}] | 12.448979591836734 | 207.5257731958763 | 11841176.470588235 | TRUE | TRUE | 1 | 4.761904761904762 | 0 | 0 | FALSE | FALSE |  | Unknown |  |  |  | TRUE | 0.3428571428571428 | 0.125 | 0.5348021477005769 | 0.3148666903661571 | 0.7201861083416417 | 0.3490952774333703 | 2 | 63 | Detached_2F | 9.7211 | 6.4807 | 8.0404 | G | 4.8 | 32.4037 | 155.5378 | 22.3276 | 22.3276 | 0.1435509781924075 | 3.189657142857143 | 1.458231152882867 | 2.1873467293243007 | electric_storage_heaters_average_room_heaters_electric | [{'main_heat': 'electric_storage_heaters', 'main_energy': 'average', 'secondary_heat': 'room_heaters_electric'}] | Timber frame, as built, insulated (assumed) | Pitched, 300 mm loft insulation |  | timber_frame_as_built_bands_G_to_I | insulated_roof_300mm | ND
1001829071 | 122009868 | 22 CULCREUCH AVENUE | FINTRY | GLASGOW | G63 0YB | 56.0555 | -4.2237 | 2025-07-29 | RdSAP, existing dwelling | 2025-07-29 | 116 | 68 | 4344 | 141 | 69 | C | 76 | C | 92 | A | 94 | A | 11 | Description: Solar water heating; Indicative Cost: ¬£4,000 - ¬£7,000; Typical Saving: 48; Energy Rating after improvement: C 70; Environmental Rating after improvement: A 92; Green Deal Eligible: N ¦ Description: Solar photovoltaic panels, 2.5 kWp; Indicative Cost: ¬£8,000 - ¬£10,000; Typical Saving: 242; Energy Rating after improvement: C 76; Environmental Rating after improvement: A 94; Green Deal Eligible: N ¦ | Cavity wall, filled cavity | Good | Good | Pitched, 200 mm loft insulation | Good | Good | Suspended, insulated | N/A | N/A |  |  |  | Air source heat pump, radiators, electric | Good | Very Good | Programmer, room thermostat and TRVs | Good | Good | Room heaters, dual fuel (mineral and wood) | N/A | N/A | From main system | Average | Very Good | Excellent lighting efficiency | Very Good | Very Good |  |  |  | 0.8 | 0.2 | 2811 | 2820 | 1398 | 1248 | 135 | 135 |  | Description: Air source heat pump ¦ | 8065.59 | 2248.05 | 0 | 0 | 0 |  | 1950-1964 | 2.4 | S01006074 (Strathendrick) | 94 | 0 | 0 | 0 | 0 |  |  | 0 | 3 |  | 3 | Stirling |  |  |  |  | natural | Single | 0 |  |  |  | FALSE | owner-occupied | none of the above |  | 00RGMB | Forth and Endrick | 0 | End-Terrace | House | S01013015 (Kippen and Fintry - 01) | 2025-07-29 18:52 | 0100-2191-7130-2225-2815 | 22 CULCREUCH AVENUE ¦ G63 0YB | [{'description': 'Solar water heating', 'cost_min': 4000, 'cost_max': 7000, 'typical_saving': 48, 'energy_rating': 'C 70', 'env_rating': 'A 92', 'green_deal': 'N'}, {'description': 'Solar photovoltaic panels, 2.5 kWp', 'cost_min': 8000, 'cost_max': 10000, 'typical_saving': 242, 'energy_rating': 'C 76', 'env_rating': 'A 94', 'green_deal': 'N'}, {'description': None, 'cost_min': None, 'cost_max': None, 'typical_saving': None, 'energy_rating': None, 'env_rating': None, 'green_deal': None}] | [{'description': 'Cavity wall, filled cavity', 'energy_rating': 'Good', 'env_rating': 'Good'}] | [{'description': 'Pitched, 200 mm loft insulation', 'energy_rating': 'Good', 'env_rating': 'Good'}] | [{'description': 'Suspended, insulated', 'energy_rating': 'N/A', 'env_rating': 'N/A'}] | [] | [{'description': 'Air source heat pump, radiators, electric', 'energy_rating': 'Good', 'env_rating': 'Very Good'}] | [{'description': 'Programmer, room thermostat and TRVs', 'energy_rating': 'Good', 'env_rating': 'Good'}] | [{'description': 'Room heaters, dual fuel (mineral and wood)', 'energy_rating': 'N/A', 'env_rating': 'N/A'}] | [{'description': 'From main system', 'energy_rating': 'Average', 'env_rating': 'Very Good'}] | [{'description': 'Excellent lighting efficiency', 'energy_rating': 'Very Good', 'env_rating': 'Very Good'}] | [] | 7 | 2 | 22 | 0.1896551724137931 | 0.6000000000000001 | 0.7500000000000001 | 47 | TRUE | TRUE | TRUE | [{'description': 'Solar water heating', 'cost_min': 4000, 'cost_max': 7000, 'typical_saving': 48, 'energy_rating': 'C 70', 'env_rating': 'A 92', 'green_deal': 'N'}, {'description': 'Solar photovoltaic panels, 2.5 kWp', 'cost_min': 8000, 'cost_max': 10000, 'typical_saving': 242, 'energy_rating': 'C 76', 'env_rating': 'A 94', 'green_deal': 'N'}, {'description': None, 'cost_min': None, 'cost_max': None, 'typical_saving': None, 'energy_rating': None, 'env_rating': None, 'green_deal': None}] | 12000 | 17000 | 14500 | 30 | 47 | -13777.4948 | -0.1123 | [{'description': 'Solar water heating', 'cost_min': 4000, 'cost_max': 7000, 'typical_saving': 48, 'energy_rating': 'C 70', 'env_rating': 'A 92', 'green_deal': 'N'}, {'description': 'Solar photovoltaic panels, 2.5 kWp', 'cost_min': 8000, 'cost_max': 10000, 'typical_saving': 242, 'energy_rating': 'C 76', 'env_rating': 'A 94', 'green_deal': 'N'}] | [{'description': 'Solar water heating', 'capex_mid': np.float64(5500.0), 'lifetime': np.int64(30), 'annual_cashflow': 48, 'npv': np.float64(-4762.122350709625), 'irr': -0.07113978314196034}, {'description': 'Solar photovoltaic panels, 2.5 kWp', 'capex_mid': np.float64(9000.0), 'lifetime': np.int64(30), 'annual_cashflow': 242, 'npv': np.float64(-5279.866851494356), 'irr': -0.013336196680966528}] | 308.51063829787233 | 659.0909090909091 | 24166666.666666664 | TRUE | FALSE | 1 | 4.411764705882353 | 0 | 0 | FALSE | FALSE |  | Unknown |  |  |  | TRUE | 0.1 | 0.03125 | 0.2672339443528516 | 1 | 0.7758945386064029 | 0.3324825752262456 | 2 | 34 | EndTerrace_2F | 5.830951894845301 | 5.830951894845301 | 7.7155 | D | 4.8 |  |  | 14.3142 | 14.3142 |  | 2.0448857142857144 | 1.1675860323150251 | 1.7513790484725376 | air_source_heat_pump_radiators_electric_good_room_heaters_dual_fuel | [{'main_heat': 'air_source_heat_pump_radiators_electric', 'main_energy': 'good', 'secondary_heat': 'room_heaters_dual_fuel'}] | Cavity wall, filled cavity | Pitched, 200 mm loft insulation |  | cavity_filled_bands_A_to_E | insulated_roof_200mm | ND
1234761001 | 122009968 | 1 MENZIES TERRACE | FINTRY | GLASGOW | G63 0YJ | 56.0584 | -4.2248 | 2025-07-22 | RdSAP, existing dwelling | 2025-07-22 | 293 | 127 | 7680 | 2691 | 48 | E | 82 | B | 41 | E | 64 | D | 73 | Description: Floor insulation (suspended floor); Indicative Cost: ¬£5,000 - ¬£10,000; Typical Saving: 189; Energy Rating after improvement: D 60; Environmental Rating after improvement: E 52; Green Deal Eligible: N ¦ Description: Draughtproofing; Indicative Cost: ¬£150 - ¬£250; Typical Saving: 56; Energy Rating after improvement: D 61; Environmental Rating after improvement: E 54; Green Deal Eligible: N ¦ Description: Replace single glazed windows with low-E double glazed windows; Indicative Cost: ¬£4,500 - ¬£6,000; Typical Saving: 119; Energy Rating after improvement: D 67; Environmental Rating after improvement: D 60; Green Deal Eligible: N ¦ Description: Solar photovoltaic panels, 2.5 kWp; Indicative Cost: ¬£8,000 - ¬£10,000; Typical Saving: 221; Energy Rating after improvement: C 70; Environmental Rating after improvement: D 61; Green Deal Eligible: N ¦ Description: Wind turbine; Indicative Cost: ¬£5,000 - ¬£20,000; Typical Saving: 712; Energy Rating after improvement: B 82; Environmental Rating after improvement: D 64; Green Deal Eligible: N ¦ Description: Cavity wall insulation; Indicative Cost: ¬£900 - ¬£1,500; Typical Saving: 393; Energy Rating after improvement: D 56; Environmental Rating after improvement: E 48; Green Deal Eligible: N ¦ Description: Hot water cylinder thermostat; Indicative Cost: ¬£130 - ¬£180; Typical Saving: 140; Energy Rating after improvement: D 64; Environmental Rating after improvement: D 57; Green Deal Eligible: N ¦ | Cavity wall, as built, no insulation (assumed) | Poor | Poor | Pitched, 250 mm loft insulation ¦ Roof room(s), limited insulation (assumed) | Good ¦ Poor | Good ¦ Poor | Suspended, no insulation (assumed) | N/A | N/A |  |  |  | Boiler and radiators, oil | Average | Average | Programmer, room thermostat and TRVs | Good | Good | None | N/A | N/A | From main system, no cylinder thermostat | Poor | Poor | Good lighting efficiency | Good | Good |  |  |  | 9.3 | 3.9 | 6360 | 3948 | 1104 | 825 | 216 | 216 | Description: External insulation with cavity wall insulation ¦ |  | 21796.36 | 3761.79 | 0 | 0 | 0 |  | 1965-1975 | 2.4 | S01006074 (Strathendrick) | 148 | 0 | 0 | 0 | 0 |  |  | 0 | 6 |  | 6 | Stirling |  |  |  |  | natural | Single | 0 |  |  |  | FALSE | owner-occupied | marketed sale |  | 00RGMB | Forth and Endrick | 0 | Detached | House | S01013015 (Kippen and Fintry - 01) | 2025-07-22 13:52 | 1215-0623-0430-2152-7226 | 1 MENZIES TERRACE ¦ G63 0YJ | [{'description': 'Floor insulation (suspended floor)', 'cost_min': 5000, 'cost_max': 10000, 'typical_saving': 189, 'energy_rating': 'D 60', 'env_rating': 'E 52', 'green_deal': 'N'}, {'description': 'Draughtproofing', 'cost_min': 150, 'cost_max': 250, 'typical_saving': 56, 'energy_rating': 'D 61', 'env_rating': 'E 54', 'green_deal': 'N'}, {'description': 'Replace single glazed windows with low-E double glazed windows', 'cost_min': 4500, 'cost_max': 6000, 'typical_saving': 119, 'energy_rating': 'D 67', 'env_rating': 'D 60', 'green_deal': 'N'}, {'description': 'Solar photovoltaic panels, 2.5 kWp', 'cost_min': 8000, 'cost_max': 10000, 'typical_saving': 221, 'energy_rating': 'C 70', 'env_rating': 'D 61', 'green_deal': 'N'}, {'description': 'Wind turbine', 'cost_min': 5000, 'cost_max': 20000, 'typical_saving': 712, 'energy_rating': 'B 82', 'env_rating': 'D 64', 'green_deal': 'N'}, {'description': 'Cavity wall insulation', 'cost_min': 900, 'cost_max': 1500, 'typical_saving': 393, 'energy_rating': 'D 56', 'env_rating': 'E 48', 'green_deal': 'N'}, {'description': 'Hot water cylinder thermostat', 'cost_min': 130, 'cost_max': 180, 'typical_saving': 140, 'energy_rating': 'D 64', 'env_rating': 'D 57', 'green_deal': 'N'}, {'description': None, 'cost_min': None, 'cost_max': None, 'typical_saving': None, 'energy_rating': None, 'env_rating': None, 'green_deal': None}] | [{'description': 'Cavity wall, as built, no insulation (assumed)', 'energy_rating': 'Poor', 'env_rating': 'Poor'}] | [{'description': 'Pitched, 250 mm loft insulation', 'energy_rating': 'Good', 'env_rating': 'Good'}, {'description': 'Roof room(s), limited insulation (assumed)', 'energy_rating': 'Poor', 'env_rating': 'Poor'}] | [{'description': 'Suspended, no insulation (assumed)', 'energy_rating': 'N/A', 'env_rating': 'N/A'}] | [] | [{'description': 'Boiler and radiators, oil', 'energy_rating': 'Average', 'env_rating': 'Average'}] | [{'description': 'Programmer, room thermostat and TRVs', 'energy_rating': 'Good', 'env_rating': 'Good'}] | [{'description': 'None', 'energy_rating': 'N/A', 'env_rating': 'N/A'}] | [{'description': 'From main system, no cylinder thermostat', 'energy_rating': 'Poor', 'env_rating': 'Poor'}] | [{'description': 'Good lighting efficiency', 'energy_rating': 'Good', 'env_rating': 'Good'}] | [] | 34 | 23 | 145 | 0.4948805460750853 | 5.4 | 0.5806451612903226 | 897 | TRUE | TRUE | TRUE | [{'description': 'Floor insulation (suspended floor)', 'cost_min': 5000, 'cost_max': 10000, 'typical_saving': 189, 'energy_rating': 'D 60', 'env_rating': 'E 52', 'green_deal': 'N'}, {'description': 'Draughtproofing', 'cost_min': 150, 'cost_max': 250, 'typical_saving': 56, 'energy_rating': 'D 61', 'env_rating': 'E 54', 'green_deal': 'N'}, {'description': 'Replace single glazed windows with low-E double glazed windows', 'cost_min': 4500, 'cost_max': 6000, 'typical_saving': 119, 'energy_rating': 'D 67', 'env_rating': 'D 60', 'green_deal': 'N'}, {'description': 'Solar photovoltaic panels, 2.5 kWp', 'cost_min': 8000, 'cost_max': 10000, 'typical_saving': 221, 'energy_rating': 'C 70', 'env_rating': 'D 61', 'green_deal': 'N'}, {'description': 'Wind turbine', 'cost_min': 5000, 'cost_max': 20000, 'typical_saving': 712, 'energy_rating': 'B 82', 'env_rating': 'D 64', 'green_deal': 'N'}, {'description': 'Cavity wall insulation', 'cost_min': 900, 'cost_max': 1500, 'typical_saving': 393, 'energy_rating': 'D 56', 'env_rating': 'E 48', 'green_deal': 'N'}, {'description': 'Hot water cylinder thermostat', 'cost_min': 130, 'cost_max': 180, 'typical_saving': 140, 'energy_rating': 'D 64', 'env_rating': 'D 57', 'green_deal': 'N'}, {'description': None, 'cost_min': None, 'cost_max': None, 'typical_saving': None, 'energy_rating': None, 'env_rating': None, 'green_deal': None}] | 23680 | 47930 | 35805 | 33.93310990085184 | 897 | -21450.7134 | -0.010819 | [{'description': 'Floor insulation (suspended floor)', 'cost_min': 5000, 'cost_max': 10000, 'typical_saving': 189, 'energy_rating': 'D 60', 'env_rating': 'E 52', 'green_deal': 'N'}, {'description': 'Draughtproofing', 'cost_min': 150, 'cost_max': 250, 'typical_saving': 56, 'energy_rating': 'D 61', 'env_rating': 'E 54', 'green_deal': 'N'}, {'description': 'Replace single glazed windows with low-E double glazed windows', 'cost_min': 4500, 'cost_max': 6000, 'typical_saving': 119, 'energy_rating': 'D 67', 'env_rating': 'D 60', 'green_deal': 'N'}, {'description': 'Solar photovoltaic panels, 2.5 kWp', 'cost_min': 8000, 'cost_max': 10000, 'typical_saving': 221, 'energy_rating': 'C 70', 'env_rating': 'D 61', 'green_deal': 'N'}, {'description': 'Wind turbine', 'cost_min': 5000, 'cost_max': 20000, 'typical_saving': 712, 'energy_rating': 'B 82', 'env_rating': 'D 64', 'green_deal': 'N'}, {'description': 'Cavity wall insulation', 'cost_min': 900, 'cost_max': 1500, 'typical_saving': 393, 'energy_rating': 'D 56', 'env_rating': 'E 48', 'green_deal': 'N'}, {'description': 'Hot water cylinder thermostat', 'cost_min': 130, 'cost_max': 180, 'typical_saving': 140, 'energy_rating': 'D 64', 'env_rating': 'D 57', 'green_deal': 'N'}] | [{'description': 'Floor insulation (suspended floor)', 'capex_mid': np.float64(7500.0), 'lifetime': np.int64(50), 'annual_cashflow': 189, 'npv': np.float64(-4049.630087955601), 'irr': 0.009469840110676975}, {'description': 'Draughtproofing', 'capex_mid': np.float64(200.0), 'lifetime': np.int64(7), 'annual_cashflow': 56, 'npv': np.float64(124.03691025426377), 'irr': 0.2033811589789376}, {'description': 'Replace single glazed windows with low-E double glazed windows', 'capex_mid': np.float64(5250.0), 'lifetime': np.int64(25), 'annual_cashflow': 119, 'npv': np.float64(-3572.820596640674), 'irr': -0.03963963858456809}, {'description': 'Solar photovoltaic panels, 2.5 kWp', 'capex_mid': np.float64(9000.0), 'lifetime': np.int64(30), 'annual_cashflow': 221, 'npv': np.float64(-5602.688323058895), 'irr': -0.018683336375706183}, {'description': 'Wind turbine', 'capex_mid': np.float64(12500.0), 'lifetime': np.int64(30), 'annual_cashflow': 712, 'npv': np.float64(-1554.8148688594263), 'irr': 0.03875628340135617}, {'description': 'Cavity wall insulation', 'capex_mid': np.float64(1200.0), 'lifetime': np.int64(50), 'annual_cashflow': 393, 'npv': np.float64(5974.5787059970835), 'irr': 0.32749976906561984}, {'description': 'Hot water cylinder thermostat', 'capex_mid': np.float64(155.0), 'lifetime': np.int64(15), 'annual_cashflow': 140, 'npv': np.float64(1298.1521253452825), 'irr': 0.9031677781052612}] | 39.91638795986622 | 246.93103448275863 | 6630555.555555555 | TRUE | FALSE | 1 | 4.724409448818897 | 0 | 0 | FALSE | FALSE |  | Unknown |  |  |  | TRUE | 0.4857142857142857 | 0.35938 | 0.1652138956055406 | 0.37465 | 0.6966352793471436 | 0.43074 | 2 | 63.5 | Detached_2F | 9.759610647971568 | 6.506407098647712 | 8.053203549323856 | E | 4.8 | 32.53203549323856 | 156.1537703675451 | 23.0673 | 23.0673 | 0.1477216973096814 | 3.295328571428571 | 1.4821895001266585 | 2.223284250189988 | boiler_radiators_oil_average_none | [{'main_heat': 'boiler_radiators_oil', 'main_energy': 'average', 'secondary_heat': 'none'}] | Cavity wall, as built, no insulation (assumed) | Pitched, 250 mm loft insulation |  | cavity_as_built_bands_A_to_E | insulated_roof_250mm | ND
1001991633 | 122009892 | 50 MAIN STREET | FINTRY | GLASGOW | G63 0XF | 56.0547 | -4.2283 | 2025-07-17 | RdSAP, existing dwelling | 2025-08-14 | 225 | 104 | 11277 | 5649 | 39 | E | 75 | C | 84 | B | 93 | A | 19 | Description: Air or ground source heat pump; Indicative Cost: ¬£5,000 - ¬£30,000; Typical Saving: 1429; Energy Rating after improvement: C 70; Environmental Rating after improvement: A 92; Green Deal Eligible: N ¦ Description: Solar photovoltaic panels, 2.5 kWp; Indicative Cost: ¬£8,000 - ¬£10,000; Typical Saving: 263; Energy Rating after improvement: C 75; Environmental Rating after improvement: A 93; Green Deal Eligible: N ¦ Description: Floor insulation (suspended floor); Indicative Cost: ¬£5,000 - ¬£10,000; Typical Saving: 455; Energy Rating after improvement: E 46; Environmental Rating after improvement: B 86; Green Deal Eligible: N ¦ | Cavity wall, as built, insulated (assumed) | Good | Good | Pitched, 200 mm loft insulation | Good | Good | Suspended, no insulation (assumed) | N/A | N/A |  |  |  | Room heaters, electric | Very Poor | Very Good | Programmer and room thermostat | Good | Good | Room heaters, wood logs | N/A | N/A | Electric immersion, standard tariff | Very Poor | Very Good | Good lighting efficiency | Good | Good |  |  |  | 2 | 1.1 | 9462 | 4200 | 1611 | 1224 | 204 | 204 | Description: Biomass boiler (Exempted Appliance if in Smoke Control Area) ¦ | Description: Biomass secondary heating ¦ | 12606.3 | 1889.15 | 0 | 0 | 0 |  | 1984-1991 | 2.4 | S01006074 (Strathendrick) | 85 | 0 | 0 | 0 | 0 |  |  | 0 | 6 |  | 6 | Stirling |  |  |  |  | natural | Single | 0 |  |  |  | FALSE | owner-occupied | marketed sale |  | 00RGMB | Forth and Endrick | 0 | Detached | House | S01013015 (Kippen and Fintry - 01) | 2025-08-14 00:17 | 3515-3923-6100-0103-9296 | 50 MAIN STREET ¦ G63 0XF | [{'description': 'Air or ground source heat pump', 'cost_min': 5000, 'cost_max': 30000, 'typical_saving': 1429, 'energy_rating': 'C 70', 'env_rating': 'A 92', 'green_deal': 'N'}, {'description': 'Solar photovoltaic panels, 2.5 kWp', 'cost_min': 8000, 'cost_max': 10000, 'typical_saving': 263, 'energy_rating': 'C 75', 'env_rating': 'A 93', 'green_deal': 'N'}, {'description': 'Floor insulation (suspended floor)', 'cost_min': 5000, 'cost_max': 10000, 'typical_saving': 455, 'energy_rating': 'E 46', 'env_rating': 'B 86', 'green_deal': 'N'}, {'description': None, 'cost_min': None, 'cost_max': None, 'typical_saving': None, 'energy_rating': None, 'env_rating': None, 'green_deal': None}] | [{'description': 'Cavity wall, as built, insulated (assumed)', 'energy_rating': 'Good', 'env_rating': 'Good'}] | [{'description': 'Pitched, 200 mm loft insulation', 'energy_rating': 'Good', 'env_rating': 'Good'}] | [{'description': 'Suspended, no insulation (assumed)', 'energy_rating': 'N/A', 'env_rating': 'N/A'}] | [] | [{'description': 'Room heaters, electric', 'energy_rating': 'Very Poor', 'env_rating': 'Very Good'}] | [{'description': 'Programmer and room thermostat', 'energy_rating': 'Good', 'env_rating': 'Good'}] | [{'description': 'Room heaters, wood logs', 'energy_rating': 'N/A', 'env_rating': 'N/A'}] | [{'description': 'Electric immersion, standard tariff', 'energy_rating': 'Very Poor', 'env_rating': 'Very Good'}] | [{'description': 'Good lighting efficiency', 'energy_rating': 'Good', 'env_rating': 'Good'}] | [] | 36 | 9 | 140 | 0.6222222222222222 | 0.8999999999999999 | 0.4499999999999999 | 1883 | TRUE | TRUE | TRUE | [{'description': 'Air or ground source heat pump', 'cost_min': 5000, 'cost_max': 30000, 'typical_saving': 1429, 'energy_rating': 'C 70', 'env_rating': 'A 92', 'green_deal': 'N'}, {'description': 'Solar photovoltaic panels, 2.5 kWp', 'cost_min': 8000, 'cost_max': 10000, 'typical_saving': 263, 'energy_rating': 'C 75', 'env_rating': 'A 93', 'green_deal': 'N'}, {'description': 'Floor insulation (suspended floor)', 'cost_min': 5000, 'cost_max': 10000, 'typical_saving': 455, 'energy_rating': 'E 46', 'env_rating': 'B 86', 'green_deal': 'N'}, {'description': None, 'cost_min': None, 'cost_max': None, 'typical_saving': None, 'energy_rating': None, 'env_rating': None, 'green_deal': None}] | 18000 | 50000 | 34000 | 26.691176470588236 | 1883 | -6931.5261 | 0.029134 | [{'description': 'Air or ground source heat pump', 'cost_min': 5000, 'cost_max': 30000, 'typical_saving': 1429, 'energy_rating': 'C 70', 'env_rating': 'A 92', 'green_deal': 'N'}, {'description': 'Solar photovoltaic panels, 2.5 kWp', 'cost_min': 8000, 'cost_max': 10000, 'typical_saving': 263, 'energy_rating': 'C 75', 'env_rating': 'A 93', 'green_deal': 'N'}, {'description': 'Floor insulation (suspended floor)', 'cost_min': 5000, 'cost_max': 10000, 'typical_saving': 455, 'energy_rating': 'E 46', 'env_rating': 'B 86', 'green_deal': 'N'}] | [{'description': 'Air or ground source heat pump', 'capex_mid': np.float64(17500.0), 'lifetime': np.int64(15), 'annual_cashflow': 1429, 'npv': np.float64(-2667.468663439935), 'irr': 0.026494687486485757}, {'description': 'Solar photovoltaic panels, 2.5 kWp', 'capex_mid': np.float64(9000.0), 'lifetime': np.int64(30), 'annual_cashflow': 263, 'npv': np.float64(-4957.045379929816), 'irr': -0.008290210575279677}, {'description': 'Floor insulation (suspended floor)', 'capex_mid': np.float64(7500.0), 'lifetime': np.int64(50), 'annual_cashflow': 455, 'npv': np.float64(806.4460845513311), 'irr': 0.05684357663758677}] | 18.05629314922995 | 242.8571428571429 | 37777777.77777778 | TRUE | FALSE | 1 | 5.769230769230769 | 0 | 0 | FALSE | FALSE |  | Unknown |  |  |  | TRUE | 0.5142857142857142 | 0.14062 | 0.3582552097516237 | 0.3684729064039409 | 0.8374136848713118 | 0.4131817239521645 | 1 | 104 | Detached_1F | 12.489995996796797 | 8.3267 | 8.963331999000001 | G | 2.4 |  |  | 19.3444 | 19.3444 |  | 2.7634857142857143 | 1.3573222939021554 | 2.035983440853233 | room_heaters_electric_very_poor_room_heaters_wood_logs | [{'main_heat': 'room_heaters_electric', 'main_energy': 'very_poor', 'secondary_heat': 'room_heaters_wood_logs'}] | Cavity wall, as built, insulated (assumed) | Pitched, 200 mm loft insulation |  | cavity_as_built_band_G | insulated_roof_200mm | ND
1001664929 | 122038906 | 18 DUNMORE GARDENS | FINTRY | GLASGOW | G63 0XN | 56.05199409999999 | -4.2225 | 2025-06-02 | RdSAP, existing dwelling | 2025-06-03 | 375 | 87 | 7008 | 2913 | 57 | D | 85 | B | 51 | E | 67 | D | 63 | Description: Solar water heating; Indicative Cost: ¬£4,000 - ¬£6,000; Typical Saving: 96; Energy Rating after improvement: C 74; Environmental Rating after improvement: D 58; Green Deal Eligible: Y ¦ Description: Floor insulation (suspended floor); Indicative Cost: ¬£800 - ¬£1,200; Typical Saving: 88; Energy Rating after improvement: D 58; Environmental Rating after improvement: E 53; Green Deal Eligible: Y ¦ Description: Increase hot water cylinder insulation; Indicative Cost: ¬£15 - ¬£30; Typical Saving: 35; Energy Rating after improvement: D 59; Environmental Rating after improvement: E 54; Green Deal Eligible: Y ¦ Description: High heat retention storage heaters and dual immersion cylinder; Indicative Cost: ¬£2,000 - ¬£3,000; Typical Saving: 752; Energy Rating after improvement: C 72; Environmental Rating after improvement: E 53; Green Deal Eligible: Y ¦ Description: Solar photovoltaic panels, 2.5 kWp; Indicative Cost: ¬£3,500 - ¬£5,500; Typical Saving: 414; Energy Rating after improvement: B 85; Environmental Rating after improvement: D 67; Green Deal Eligible: Y ¦ | Timber frame, as built, insulated (assumed) | Good | Good | Pitched, 250 mm loft insulation | Good | Good | Suspended, insulated (assumed) | N/A | N/A | Description: Fully double glazed | Average | Average | Room heaters, electric | Very Poor | Poor | Programmer and appliance thermostats | Good | Good | None | N/A | N/A | Electric immersion, off-peak | Poor | Poor | Low energy lighting in all fixed outlets | Very Good | Very Good |  |  |  | 5.5 | 1.5 | 5412 | 3252 | 1257 | 519 | 339 | 324 | Description: Biomass boiler (Exempted Appliance if in Smoke Control Area) ¦ Description: Air or ground source heat pump ¦ |  | 7565 | 2632 | 0 | 0 | 0 |  | 1999-2002 | 2.38 | S01006074 (Strathendrick) | 272 | 0 | 10 | 10 | 100 |  |  | 1 | 5 |  | 5 | Stirling |  | room heaters | electricity | 2603 | natural | dual | 100 | double glazing installed before 2002 | 0 | Array: Roof Area: 0%; Connection: not applicable (FGHRS or no PV); ¦ | FALSE | owner-occupied | marketed sale |  | 00RGMB | Forth and Endrick | 0 | Semi-Detached | House | S01013015 (Kippen and Fintry - 01) | 2025-06-03 13:49 | 0129-1016-2206-9745-6200 | 18 DUNMORE GARDENS ¦ G63 0XN | [{'description': 'Solar water heating', 'cost_min': 4000, 'cost_max': 6000, 'typical_saving': 96, 'energy_rating': 'C 74', 'env_rating': 'D 58', 'green_deal': 'Y'}, {'description': 'Floor insulation (suspended floor)', 'cost_min': 800, 'cost_max': 1200, 'typical_saving': 88, 'energy_rating': 'D 58', 'env_rating': 'E 53', 'green_deal': 'Y'}, {'description': 'Increase hot water cylinder insulation', 'cost_min': 15, 'cost_max': 30, 'typical_saving': 35, 'energy_rating': 'D 59', 'env_rating': 'E 54', 'green_deal': 'Y'}, {'description': 'High heat retention storage heaters and dual immersion cylinder', 'cost_min': 2000, 'cost_max': 3000, 'typical_saving': 752, 'energy_rating': 'C 72', 'env_rating': 'E 53', 'green_deal': 'Y'}, {'description': 'Solar photovoltaic panels, 2.5 kWp', 'cost_min': 3500, 'cost_max': 5500, 'typical_saving': 414, 'energy_rating': 'B 85', 'env_rating': 'D 67', 'green_deal': 'Y'}, {'description': None, 'cost_min': None, 'cost_max': None, 'typical_saving': None, 'energy_rating': None, 'env_rating': None, 'green_deal': None}] | [{'description': 'Timber frame, as built, insulated (assumed)', 'energy_rating': 'Good', 'env_rating': 'Good'}] | [{'description': 'Pitched, 250 mm loft insulation', 'energy_rating': 'Good', 'env_rating': 'Good'}] | [{'description': 'Suspended, insulated (assumed)', 'energy_rating': 'N/A', 'env_rating': 'N/A'}] | [{'description': 'Description: Fully double glazed', 'energy_rating': 'Average', 'env_rating': 'Average'}] | [{'description': 'Room heaters, electric', 'energy_rating': 'Very Poor', 'env_rating': 'Poor'}] | [{'description': 'Programmer and appliance thermostats', 'energy_rating': 'Good', 'env_rating': 'Good'}] | [{'description': 'None', 'energy_rating': 'N/A', 'env_rating': 'N/A'}] | [{'description': 'Electric immersion, off-peak', 'energy_rating': 'Poor', 'env_rating': 'Poor'}] | [{'description': 'Low energy lighting in all fixed outlets', 'energy_rating': 'Very Good', 'env_rating': 'Very Good'}] | [] | 28 | 16 | 103 | 0.2746666666666666 | 4 | 0.7272727272727273 | 971 | TRUE | TRUE | TRUE | [{'description': 'Solar water heating', 'cost_min': 4000, 'cost_max': 6000, 'typical_saving': 96, 'energy_rating': 'C 74', 'env_rating': 'D 58', 'green_deal': 'Y'}, {'description': 'Floor insulation (suspended floor)', 'cost_min': 800, 'cost_max': 1200, 'typical_saving': 88, 'energy_rating': 'D 58', 'env_rating': 'E 53', 'green_deal': 'Y'}, {'description': 'Increase hot water cylinder insulation', 'cost_min': 15, 'cost_max': 30, 'typical_saving': 35, 'energy_rating': 'D 59', 'env_rating': 'E 54', 'green_deal': 'Y'}, {'description': 'High heat retention storage heaters and dual immersion cylinder', 'cost_min': 2000, 'cost_max': 3000, 'typical_saving': 752, 'energy_rating': 'C 72', 'env_rating': 'E 53', 'green_deal': 'Y'}, {'description': 'Solar photovoltaic panels, 2.5 kWp', 'cost_min': 3500, 'cost_max': 5500, 'typical_saving': 414, 'energy_rating': 'B 85', 'env_rating': 'D 67', 'green_deal': 'Y'}, {'description': None, 'cost_min': None, 'cost_max': None, 'typical_saving': None, 'energy_rating': None, 'env_rating': None, 'green_deal': None}] | 10315 | 15730 | 13022.5 | 29.61604914570935 | 971 | 1679.4824444583887 | 0.061273 | [{'description': 'Solar water heating', 'cost_min': 4000, 'cost_max': 6000, 'typical_saving': 96, 'energy_rating': 'C 74', 'env_rating': 'D 58', 'green_deal': 'Y'}, {'description': 'Floor insulation (suspended floor)', 'cost_min': 800, 'cost_max': 1200, 'typical_saving': 88, 'energy_rating': 'D 58', 'env_rating': 'E 53', 'green_deal': 'Y'}, {'description': 'Increase hot water cylinder insulation', 'cost_min': 15, 'cost_max': 30, 'typical_saving': 35, 'energy_rating': 'D 59', 'env_rating': 'E 54', 'green_deal': 'Y'}, {'description': 'High heat retention storage heaters and dual immersion cylinder', 'cost_min': 2000, 'cost_max': 3000, 'typical_saving': 752, 'energy_rating': 'C 72', 'env_rating': 'E 53', 'green_deal': 'Y'}, {'description': 'Solar photovoltaic panels, 2.5 kWp', 'cost_min': 3500, 'cost_max': 5500, 'typical_saving': 414, 'energy_rating': 'B 85', 'env_rating': 'D 67', 'green_deal': 'Y'}] | [{'description': 'Solar water heating', 'capex_mid': np.float64(5000.0), 'lifetime': np.int64(30), 'annual_cashflow': 96, 'npv': np.float64(-3524.244701419248), 'irr': -0.03244438691960394}, {'description': 'Floor insulation (suspended floor)', 'capex_mid': np.float64(1000.0), 'lifetime': np.int64(50), 'annual_cashflow': 88, 'npv': np.float64(606.5214405286089), 'irr': 0.08661755854523556}, {'description': 'Increase hot water cylinder insulation', 'capex_mid': np.float64(22.5), 'lifetime': np.int64(30), 'annual_cashflow': 35, 'npv': np.float64(515.535785940899), 'irr': 1.5555555555546272}, {'description': 'High heat retention storage heaters and dual immersion cylinder', 'capex_mid': np.float64(2500.0), 'lifetime': np.int64(20), 'annual_cashflow': 752, 'npv': np.float64(6871.582177590065), 'irr': 0.2991975897743113}, {'description': 'Solar photovoltaic panels, 2.5 kWp', 'capex_mid': np.float64(4500.0), 'lifetime': np.int64(30), 'annual_cashflow': 414, 'npv': np.float64(1864.1947251294916), 'irr': 0.08376326626804032}] | 13.411431513903192 | 126.43203883495146 | 3255625 | TRUE | TRUE | 1 | 5.747126436781609 | 0.011494 | 1.1494252873563218 | FALSE | FALSE |  | Unknown | room heaters | electricity | room heaters ¦ electricity | TRUE | 0.3999999999999999 | 0.25 | 0.4727437392423804 | 0.1918279209909608 | 0.6813813559322033 | 0.3732557654627126 | 2 | 43.5 | SemiDetached_2F | 6.5955 | 6.5955 | 8.0977 | I | 4.76 | 19.7864 | 94.1831 | 11.9964 | 11.9964 | 0.1273732124674806 | 1.7137714285714285 | 1.0689 | 1.6033268983139848 | room_heaters_electric_very_poor_none | [{'main_heat': 'room_heaters_electric', 'main_energy': 'very_poor', 'secondary_heat': 'none'}] | Timber frame, as built, insulated (assumed) | Pitched, 250 mm loft insulation | Fully double glazed | timber_frame_as_built_bands_G_to_I | insulated_roof_250mm | dbl_glz_pre_2003
1001829059 | 122009928 | 11 CULCREUCH AVENUE | FINTRY | GLASGOW | G63 0YB | 56.05605329999999 | -4.2247 | 2025-05-21 | RdSAP, existing dwelling | 2025-05-23 | 271 | 93 | 6237 | 1311 | 63 | D | 81 | B | 53 | E | 72 | C | 59 | ; Indicative Cost: ¬£300 - ¬£600; Typical Saving: 77; Energy Rating after improvement: D 64; Environmental Rating after improvement: D 55; Green Deal Eligible: Y ¦ Description: Solar photovoltaic panels, 2.5 kWp; Indicative Cost: ¬£3,500 - ¬£5,500; Typical Saving: 389; Energy Rating after improvement: B 81; Environmental Rating after improvement: C 72; Green Deal Eligible: Y ¦ Description: Floor insulation (solid floor); Indicative Cost: ¬£4,000 - ¬£6,000; Typical Saving: 186; Energy Rating after improvement: D 67; Environmental Rating after improvement: D 59; Green Deal Eligible: Y ¦ Description: Solar water heating; Indicative Cost: ¬£4,000 - ¬£6,000; Typical Saving: 173; Energy Rating after improvement: C 71; Environmental Rating after improvement: D 64; Green Deal Eligible: Y ¦ | System built, with external insulation | Good | Good | Pitched, 250 mm loft insulation | Good | Good | Solid, no insulation (assumed) | N/A | N/A | Description: Fully double glazed | Average | Average | Boiler and radiators, dual fuel (mineral and wood) | Average | Average | TRVs and bypass | Average | Average | Room heaters, dual fuel (mineral and wood) | N/A | N/A | From main system, no cylinder thermostat | Poor | Poor | Low energy lighting in all fixed outlets | Very Good | Very Good |  |  |  | 5.5 | 2 | 4533 | 3921 | 1419 | 720 | 285 | 285 |  |  | 10523 | 3377 | 0 | 0 | 0 |  | 1950-1964 | 2.39 | S01006074 (Strathendrick) | 161 | 0 | 12 | 12 | 100 |  |  | 1 | 4 |  | 4 | Stirling |  | boiler with radiators or underfloor heating | dual fuel - mineral + wood | 2111 | natural | Single | 100 | double glazing installed before 2002 | 0 | Array: Roof Area: 0%; Connection: not applicable (FGHRS or no PV); ¦ | FALSE | owner-occupied | marketed sale |  | 00RGMB | Forth and Endrick | 0 | Semi-Detached | House | S01013015 (Kippen and Fintry - 01) | 2025-05-23 11:55 | 2899-1018-5205-0295-2200 | 11 CULCREUCH AVENUE ¦ G63 0YB | [{'description': None, 'cost_min': 300, 'cost_max': 600, 'typical_saving': 77, 'energy_rating': 'D 64', 'env_rating': 'D 55', 'green_deal': 'Y'}, {'description': 'Solar photovoltaic panels, 2.5 kWp', 'cost_min': 3500, 'cost_max': 5500, 'typical_saving': 389, 'energy_rating': 'B 81', 'env_rating': 'C 72', 'green_deal': 'Y'}, {'description': 'Floor insulation (solid floor)', 'cost_min': 4000, 'cost_max': 6000, 'typical_saving': 186, 'energy_rating': 'D 67', 'env_rating': 'D 59', 'green_deal': 'Y'}, {'description': 'Solar water heating', 'cost_min': 4000, 'cost_max': 6000, 'typical_saving': 173, 'energy_rating': 'C 71', 'env_rating': 'D 64', 'green_deal': 'Y'}, {'description': None, 'cost_min': None, 'cost_max': None, 'typical_saving': None, 'energy_rating': None, 'env_rating': None, 'green_deal': None}] | [{'description': 'System built, with external insulation', 'energy_rating': 'Good', 'env_rating': 'Good'}] | [{'description': 'Pitched, 250 mm loft insulation', 'energy_rating': 'Good', 'env_rating': 'Good'}] | [{'description': 'Solid, no insulation (assumed)', 'energy_rating': 'N/A', 'env_rating': 'N/A'}] | [{'description': 'Description: Fully double glazed', 'energy_rating': 'Average', 'env_rating': 'Average'}] | [{'description': 'Boiler and radiators, dual fuel (mineral and wood)', 'energy_rating': 'Average', 'env_rating': 'Average'}] | [{'description': 'TRVs and bypass', 'energy_rating': 'Average', 'env_rating': 'Average'}] | [{'description': 'Room heaters, dual fuel (mineral and wood)', 'energy_rating': 'N/A', 'env_rating': 'N/A'}] | [{'description': 'From main system, no cylinder thermostat', 'energy_rating': 'Poor', 'env_rating': 'Poor'}] | [{'description': 'Low energy lighting in all fixed outlets', 'energy_rating': 'Very Good', 'env_rating': 'Very Good'}] | [] | 18 | 19 | 110 | 0.4059040590405904 | 3.5 | 0.6363636363636364 | 437 | TRUE | TRUE | TRUE | [{'description': None, 'cost_min': 300, 'cost_max': 600, 'typical_saving': 77, 'energy_rating': 'D 64', 'env_rating': 'D 55', 'green_deal': 'Y'}, {'description': 'Solar photovoltaic panels, 2.5 kWp', 'cost_min': 3500, 'cost_max': 5500, 'typical_saving': 389, 'energy_rating': 'B 81', 'env_rating': 'C 72', 'green_deal': 'Y'}, {'description': 'Floor insulation (solid floor)', 'cost_min': 4000, 'cost_max': 6000, 'typical_saving': 186, 'energy_rating': 'D 67', 'env_rating': 'D 59', 'green_deal': 'Y'}, {'description': 'Solar water heating', 'cost_min': 4000, 'cost_max': 6000, 'typical_saving': 173, 'energy_rating': 'C 71', 'env_rating': 'D 64', 'green_deal': 'Y'}, {'description': None, 'cost_min': None, 'cost_max': None, 'typical_saving': None, 'energy_rating': None, 'env_rating': None, 'green_deal': None}] | 11800 | 18100 | 14950 | 36.89655172413793 | 437 | -7719.0258 | 0.0027824 | [{'description': 'Solar photovoltaic panels, 2.5 kWp', 'cost_min': 3500, 'cost_max': 5500, 'typical_saving': 389, 'energy_rating': 'B 81', 'env_rating': 'C 72', 'green_deal': 'Y'}, {'description': 'Floor insulation (solid floor)', 'cost_min': 4000, 'cost_max': 6000, 'typical_saving': 186, 'energy_rating': 'D 67', 'env_rating': 'D 59', 'green_deal': 'Y'}, {'description': 'Solar water heating', 'cost_min': 4000, 'cost_max': 6000, 'typical_saving': 173, 'energy_rating': 'C 71', 'env_rating': 'D 64', 'green_deal': 'Y'}] | [{'description': 'Solar photovoltaic panels, 2.5 kWp', 'capex_mid': np.float64(4500.0), 'lifetime': np.int64(30), 'annual_cashflow': 389, 'npv': np.float64(1479.883449457421), 'irr': 0.07714341080999954}, {'description': 'Floor insulation (solid floor)', 'capex_mid': np.float64(5000.0), 'lifetime': np.int64(50), 'annual_cashflow': 186, 'npv': np.float64(-1604.3978643372584), 'irr': 0.02772023532215706}, {'description': 'Solar water heating', 'capex_mid': np.float64(5000.0), 'lifetime': np.int64(30), 'annual_cashflow': 173, 'npv': np.float64(-2340.5659723492713), 'irr': 0.002423267312026134}] | 34.21052631578947 | 135.9090909090909 | 4271428.571428571 | TRUE | FALSE | 1 | 4.301075268817205 | 0.010753 | 1.0752688172043012 | FALSE | FALSE |  | Unknown | boiler with radiators or underfloor heating | dual fuel - mineral + wood | boiler with radiators or underfloor heating ¦ dual fuel - mineral + wood | TRUE | 0.2571428571428571 | 0.29688 | 0.3477849279818573 | 0.2062068965517241 | 0.6859725585149312 | 0.3348107682010411 | 2 | 46.5 | SemiDetached_2F | 6.819090848492928 | 6.819090848492928 | 8.209545424246464 | D | 4.78 | 20.457272545478784 | 97.7858 | 17.5492 | 17.5492 | 0.1794657985308739 | 2.507028571428571 | 1.2928079443414555 | 1.9392119165121835 | boiler_radiators_dual_fuel_mineral_wood_average_room_heaters_dual_fuel | [{'main_heat': 'boiler_radiators_dual_fuel_mineral_wood', 'main_energy': 'average', 'secondary_heat': 'room_heaters_dual_fuel'}] | System built, with external insulation | Pitched, 250 mm loft insulation | Fully double glazed | system_external_insulation_band_D | insulated_roof_250mm | dbl_glz_pre_2003
1001063639 | 122035845 | 19 MAIN STREET | FINTRY | GLASGOW | G63 0XA | 56.0526 | -4.2223 | 2025-05-20 | RdSAP, existing dwelling | 2025-05-21 | 232 | 154 | 6387 | 1587 | 55 | D | 74 | C | 47 | E | 66 | D | 60 | Description: Internal or external wall insulation; Indicative Cost: ¬£4,000 - ¬£14,000; Typical Saving: 419; Energy Rating after improvement: D 64; Environmental Rating after improvement: D 56; Green Deal Eligible: Y ¦ Description: Floor insulation (suspended floor); Indicative Cost: ¬£800 - ¬£1,200; Typical Saving: 63; Energy Rating after improvement: D 66; Environmental Rating after improvement: D 58; Green Deal Eligible: Y ¦ Description: Solar water heating; Indicative Cost: ¬£4,000 - ¬£6,000; Typical Saving: 47; Energy Rating after improvement: D 67; Environmental Rating after improvement: D 60; Green Deal Eligible: Y ¦ Description: Solar photovoltaic panels, 2.5 kWp; Indicative Cost: ¬£3,500 - ¬£5,500; Typical Saving: 389; Energy Rating after improvement: C 74; Environmental Rating after improvement: D 66; Green Deal Eligible: Y ¦ | Sandstone or limestone, as built, no insulation (assumed) ¦ Solid brick, as built, no insulation (assumed) ¦ Timber frame, as built, insulated (assumed) | Poor ¦ Poor ¦ Very Good | Poor ¦ Poor ¦ Very Good | Pitched, insulated (assumed) ¦ Roof room(s), insulated (assumed) | Good ¦ Very Good | Good ¦ Very Good | Solid, insulated (assumed) ¦ Solid, no insulation (assumed) ¦ Suspended, no insulation (assumed) | N/A ¦ N/A ¦ N/A | N/A ¦ N/A ¦ N/A | Description: Fully double glazed | Good | Good | Boiler and radiators, oil | Average | Good | Programmer, room thermostat and TRVs | Good | Good | Room heaters, dual fuel (mineral and wood) | N/A | N/A | From main system | Average | Average | Low energy lighting in all fixed outlets | Very Good | Very Good |  |  |  | 9.2 | 3.2 | 5295 | 3846 | 708 | 570 | 384 | 384 |  |  | 23490 | 3488 | 1306 | 0 | 5906 |  | before 1919 | 2.52 | S01006074 (Strathendrick) | 140 | 2 | 22 | 22 | 100 |  |  | 1 | 6 |  | 6 | Stirling |  | boiler with radiators or underfloor heating | oil | 2106 | natural | Single | 100 | double glazing installed during or after 2002 | 0 | Array: Roof Area: 0%; Connection: not applicable (FGHRS or no PV); ¦ | FALSE | owner-occupied | marketed sale |  | 00RGMB | Forth and Endrick | 0 | Detached | House | S01013015 (Kippen and Fintry - 01) | 2025-05-21 18:27 | 0160-2930-3150-2625-1015 | 19 MAIN STREET ¦ G63 0XA | [{'description': 'Internal or external wall insulation', 'cost_min': 4000, 'cost_max': 14000, 'typical_saving': 419, 'energy_rating': 'D 64', 'env_rating': 'D 56', 'green_deal': 'Y'}, {'description': 'Floor insulation (suspended floor)', 'cost_min': 800, 'cost_max': 1200, 'typical_saving': 63, 'energy_rating': 'D 66', 'env_rating': 'D 58', 'green_deal': 'Y'}, {'description': 'Solar water heating', 'cost_min': 4000, 'cost_max': 6000, 'typical_saving': 47, 'energy_rating': 'D 67', 'env_rating': 'D 60', 'green_deal': 'Y'}, {'description': 'Solar photovoltaic panels, 2.5 kWp', 'cost_min': 3500, 'cost_max': 5500, 'typical_saving': 389, 'energy_rating': 'C 74', 'env_rating': 'D 66', 'green_deal': 'Y'}, {'description': None, 'cost_min': None, 'cost_max': None, 'typical_saving': None, 'energy_rating': None, 'env_rating': None, 'green_deal': None}] | [{'description': 'Sandstone or limestone, as built, no insulation (assumed)', 'energy_rating': 'Poor', 'env_rating': 'Poor'}, {'description': 'Solid brick, as built, no insulation (assumed)', 'energy_rating': 'Poor', 'env_rating': 'Poor'}, {'description': 'Timber frame, as built, insulated (assumed)', 'energy_rating': 'Very Good', 'env_rating': 'Very Good'}] | [{'description': 'Pitched, insulated (assumed)', 'energy_rating': 'Good', 'env_rating': 'Good'}, {'description': 'Roof room(s), insulated (assumed)', 'energy_rating': 'Very Good', 'env_rating': 'Very Good'}] | [{'description': 'Solid, insulated (assumed)', 'energy_rating': 'N/A', 'env_rating': 'N/A'}, {'description': 'Solid, no insulation (assumed)', 'energy_rating': 'N/A', 'env_rating': 'N/A'}, {'description': 'Suspended, no insulation (assumed)', 'energy_rating': 'N/A', 'env_rating': 'N/A'}] | [{'description': 'Description: Fully double glazed', 'energy_rating': 'Good', 'env_rating': 'Good'}] | [{'description': 'Boiler and radiators, oil', 'energy_rating': 'Average', 'env_rating': 'Good'}] | [{'description': 'Programmer, room thermostat and TRVs', 'energy_rating': 'Good', 'env_rating': 'Good'}] | [{'description': 'Room heaters, dual fuel (mineral and wood)', 'energy_rating': 'N/A', 'env_rating': 'N/A'}] | [{'description': 'From main system', 'energy_rating': 'Average', 'env_rating': 'Average'}] | [{'description': 'Low energy lighting in all fixed outlets', 'energy_rating': 'Very Good', 'env_rating': 'Very Good'}] | [] | 19 | 19 | 92 | 0.39655 | 5.999999999999999 | 0.6521739130434782 | 529 | TRUE | TRUE | TRUE | [{'description': 'Internal or external wall insulation', 'cost_min': 4000, 'cost_max': 14000, 'typical_saving': 419, 'energy_rating': 'D 64', 'env_rating': 'D 56', 'green_deal': 'Y'}, {'description': 'Floor insulation (suspended floor)', 'cost_min': 800, 'cost_max': 1200, 'typical_saving': 63, 'energy_rating': 'D 66', 'env_rating': 'D 58', 'green_deal': 'Y'}, {'description': 'Solar water heating', 'cost_min': 4000, 'cost_max': 6000, 'typical_saving': 47, 'energy_rating': 'D 67', 'env_rating': 'D 60', 'green_deal': 'Y'}, {'description': 'Solar photovoltaic panels, 2.5 kWp', 'cost_min': 3500, 'cost_max': 5500, 'typical_saving': 389, 'energy_rating': 'C 74', 'env_rating': 'D 66', 'green_deal': 'Y'}, {'description': None, 'cost_min': None, 'cost_max': None, 'typical_saving': None, 'energy_rating': None, 'env_rating': None, 'green_deal': None}] | 12300 | 26700 | 19500 | 40.256410256410255 | 529 | -10422.8433 | 0.0040464 | [{'description': 'Internal or external wall insulation', 'cost_min': 4000, 'cost_max': 14000, 'typical_saving': 419, 'energy_rating': 'D 64', 'env_rating': 'D 56', 'green_deal': 'Y'}, {'description': 'Floor insulation (suspended floor)', 'cost_min': 800, 'cost_max': 1200, 'typical_saving': 63, 'energy_rating': 'D 66', 'env_rating': 'D 58', 'green_deal': 'Y'}, {'description': 'Solar water heating', 'cost_min': 4000, 'cost_max': 6000, 'typical_saving': 47, 'energy_rating': 'D 67', 'env_rating': 'D 60', 'green_deal': 'Y'}, {'description': 'Solar photovoltaic panels, 2.5 kWp', 'cost_min': 3500, 'cost_max': 5500, 'typical_saving': 389, 'energy_rating': 'C 74', 'env_rating': 'D 66', 'green_deal': 'Y'}] | [{'description': 'Internal or external wall insulation', 'capex_mid': np.float64(9000.0), 'lifetime': np.int64(50), 'annual_cashflow': 419, 'npv': np.float64(-1350.7672320285558), 'irr': 0.04000671662617106}, {'description': 'Floor insulation (suspended floor)', 'capex_mid': np.float64(1000.0), 'lifetime': np.int64(50), 'annual_cashflow': 63, 'npv': np.float64(150.12330401479966), 'irr': 0.05949783243090101}, {'description': 'Solar water heating', 'capex_mid': np.float64(5000.0), 'lifetime': np.int64(30), 'annual_cashflow': 47, 'npv': np.float64(-4277.494801736507), 'irr': -0.0677715441370702}, {'description': 'Solar photovoltaic panels, 2.5 kWp', 'capex_mid': np.float64(4500.0), 'lifetime': np.int64(30), 'annual_cashflow': 389, 'npv': np.float64(1479.883449457421), 'irr': 0.07714341080999954}] | 36.86200378071834 | 211.95652173913044 | 3250000.0000000005 | TRUE | FALSE | 1 | 3.896103896103896 | 0.0064935 | 0.6493506493506493 | FALSE | FALSE |  | Unknown | boiler with radiators or underfloor heating | oil | boiler with radiators or underfloor heating ¦ oil | TRUE | 0.2714285714285714 | 0.29688 | 0.31184 | 0.3215892053973013 | 0.6813559322033896 | 0.3521164471079889 | 2 | 77 | Detached_2F | 10.74709263010234 | 7.164728420068226 | 8.382364210034112 | A | 5.04 | 35.82364210034113 | 180.55115618571932 | 25.663 | 25.663 | 0.1421370017348568 | 3.666142857142858 | 1.5633602393866994 | 2.3450403590800493 | boiler_radiators_oil_average_room_heaters_dual_fuel | [{'main_heat': 'boiler_radiators_oil', 'main_energy': 'average', 'secondary_heat': 'room_heaters_dual_fuel'}] | Sandstone or limestone, as built, no insulation (assumed) | Pitched, insulated (assumed) | Fully double glazed | sandstone_limestone_as_built_band_A | uninsulated_roof | dbl_glz_pre_2003
1234761000 | 122009975 | 6 MENZIES TERRACE | FINTRY | GLASGOW | G63 0YJ | 56.058 | -4.2245 | 2025-05-16 | RdSAP, existing dwelling | 2025-05-20 | 233 | 153 | 10980 | 3738 | 60 | D | 76 | C | 64 | D | 79 | C | 39 | Description: Add additional 80¬†mm jacket to hot water cylinder; Indicative Cost: ¬£15 - ¬£30; Typical Saving: 63; Energy Rating after improvement: C 73; Environmental Rating after improvement: C 76; Green Deal Eligible: Y ¦ Description: Solar water heating; Indicative Cost: ¬£4,000 - ¬£6,000; Typical Saving: 214; Energy Rating after improvement: C 76; Environmental Rating after improvement: C 79; Green Deal Eligible: Y ¦ Description: Floor insulation (suspended floor); Indicative Cost: ¬£800 - ¬£1,200; Typical Saving: 349; Energy Rating after improvement: C 72; Environmental Rating after improvement: C 75; Green Deal Eligible: Y ¦ Description: Room-in-roof insulation; Indicative Cost: ¬£1,500 - ¬£2,700; Typical Saving: 621; Energy Rating after improvement: D 68; Environmental Rating after improvement: C 71; Green Deal Eligible: Y ¦ | Cavity wall, filled cavity | Average | Average | Flat, insulated (assumed) ¦ Roof room(s), ceiling insulated | Average ¦ Average | Average ¦ Average | Suspended, limited insulation (assumed) ¦ Suspended, no insulation (assumed) | N/A ¦ N/A | N/A ¦ N/A | Description: Fully double glazed | Average | Average | Air source heat pump, radiators, electric | Good | Very Good | Programmer, TRVs and bypass | Average | Average | Room heaters, dual fuel (mineral and wood) | N/A | N/A | From main system | Very Poor | Poor | Low energy lighting in all fixed outlets | Very Good | Very Good |  |  |  | 6 | 2.3 | 8175 | 5325 | 2337 | 1449 | 468 | 468 |  | Description: Air source heat pump ¦ Description: Solar photovoltaics ¦ | 28706 | 3314 | 1091 | 0 | 0 |  | 1965-1975 | 2.4 | S01006074 (Strathendrick) | 145 | 1 | 14 | 14 | 100 |  |  | 4 | 6 |  | 6 | Stirling |  | heat pump with radiators or underfloor heating | electricity | 2206 | natural | dual | 0 | not defined | 0 | Array: Roof Area: 16%; Connection: connected to dwelling‚Äôs electricity meter; ¦ | FALSE | owner-occupied | none of the above |  | 00RGMB | Forth and Endrick | 0 | Detached | House | S01013015 (Kippen and Fintry - 01) | 2025-05-20 08:26 |  | 6 MENZIES TERRACE ¦ G63 0YJ | [{'description': 'Add additional 80\xa0mm jacket to hot water cylinder', 'cost_min': 15, 'cost_max': 30, 'typical_saving': 63, 'energy_rating': 'C 73', 'env_rating': 'C 76', 'green_deal': 'Y'}, {'description': 'Solar water heating', 'cost_min': 4000, 'cost_max': 6000, 'typical_saving': 214, 'energy_rating': 'C 76', 'env_rating': 'C 79', 'green_deal': 'Y'}, {'description': 'Floor insulation (suspended floor)', 'cost_min': 800, 'cost_max': 1200, 'typical_saving': 349, 'energy_rating': 'C 72', 'env_rating': 'C 75', 'green_deal': 'Y'}, {'description': 'Room-in-roof insulation', 'cost_min': 1500, 'cost_max': 2700, 'typical_saving': 621, 'energy_rating': 'D 68', 'env_rating': 'C 71', 'green_deal': 'Y'}, {'description': None, 'cost_min': None, 'cost_max': None, 'typical_saving': None, 'energy_rating': None, 'env_rating': None, 'green_deal': None}] | [{'description': 'Cavity wall, filled cavity', 'energy_rating': 'Average', 'env_rating': 'Average'}] | [{'description': 'Flat, insulated (assumed)', 'energy_rating': 'Average', 'env_rating': 'Average'}, {'description': 'Roof room(s), ceiling insulated', 'energy_rating': 'Average', 'env_rating': 'Average'}] | [{'description': 'Suspended, limited insulation (assumed)', 'energy_rating': 'N/A', 'env_rating': 'N/A'}, {'description': 'Suspended, no insulation (assumed)', 'energy_rating': 'N/A', 'env_rating': 'N/A'}] | [{'description': 'Description: Fully double glazed', 'energy_rating': 'Average', 'env_rating': 'Average'}] | [{'description': 'Air source heat pump, radiators, electric', 'energy_rating': 'Good', 'env_rating': 'Very Good'}] | [{'description': 'Programmer, TRVs and bypass', 'energy_rating': 'Average', 'env_rating': 'Average'}] | [{'description': 'Room heaters, dual fuel (mineral and wood)', 'energy_rating': 'N/A', 'env_rating': 'N/A'}] | [{'description': 'From main system', 'energy_rating': 'Very Poor', 'env_rating': 'Poor'}] | [{'description': 'Low energy lighting in all fixed outlets', 'energy_rating': 'Very Good', 'env_rating': 'Very Good'}] | [] | 16 | 15 | 88 | 0.3776824034334764 | 3.7 | 0.6166666666666667 | 1246 | TRUE | TRUE | TRUE | [{'description': 'Add additional 80\xa0mm jacket to hot water cylinder', 'cost_min': 15, 'cost_max': 30, 'typical_saving': 63, 'energy_rating': 'C 73', 'env_rating': 'C 76', 'green_deal': 'Y'}, {'description': 'Solar water heating', 'cost_min': 4000, 'cost_max': 6000, 'typical_saving': 214, 'energy_rating': 'C 76', 'env_rating': 'C 79', 'green_deal': 'Y'}, {'description': 'Floor insulation (suspended floor)', 'cost_min': 800, 'cost_max': 1200, 'typical_saving': 349, 'energy_rating': 'C 72', 'env_rating': 'C 75', 'green_deal': 'Y'}, {'description': 'Room-in-roof insulation', 'cost_min': 1500, 'cost_max': 2700, 'typical_saving': 621, 'energy_rating': 'D 68', 'env_rating': 'C 71', 'green_deal': 'Y'}, {'description': None, 'cost_min': None, 'cost_max': None, 'typical_saving': None, 'energy_rating': None, 'env_rating': None, 'green_deal': None}] | 6315 | 9930 | 8122.5 | 37.65432098765432 | 1246 | 12699.764026316338 | 0.1525998829104189 | [{'description': 'Add additional 80\xa0mm jacket to hot water cylinder', 'cost_min': 15, 'cost_max': 30, 'typical_saving': 63, 'energy_rating': 'C 73', 'env_rating': 'C 76', 'green_deal': 'Y'}, {'description': 'Solar water heating', 'cost_min': 4000, 'cost_max': 6000, 'typical_saving': 214, 'energy_rating': 'C 76', 'env_rating': 'C 79', 'green_deal': 'Y'}, {'description': 'Floor insulation (suspended floor)', 'cost_min': 800, 'cost_max': 1200, 'typical_saving': 349, 'energy_rating': 'C 72', 'env_rating': 'C 75', 'green_deal': 'Y'}, {'description': 'Room-in-roof insulation', 'cost_min': 1500, 'cost_max': 2700, 'typical_saving': 621, 'energy_rating': 'D 68', 'env_rating': 'C 71', 'green_deal': 'Y'}] | [{'description': 'Add additional 80\xa0mm jacket to hot water cylinder', 'capex_mid': np.float64(22.5), 'lifetime': 15, 'annual_cashflow': 63, 'npv': np.float64(631.4184564053771), 'irr': 2.7999999943713543}, {'description': 'Solar water heating', 'capex_mid': np.float64(5000.0), 'lifetime': np.int64(30), 'annual_cashflow': 214, 'npv': np.float64(-1710.2954802470738), 'irr': 0.01695120272749695}, {'description': 'Floor insulation (suspended floor)', 'capex_mid': np.float64(1000.0), 'lifetime': np.int64(50), 'annual_cashflow': 349, 'npv': np.float64(5371.317985732779), 'irr': 0.34899988978778973}, {'description': 'Room-in-roof insulation', 'capex_mid': np.float64(2100.0), 'lifetime': np.int64(50), 'annual_cashflow': 621, 'npv': np.float64(9236.929711003024), 'irr': 0.29571358519242286}] | 6.518860353130016 | 92.30113636363636 | 2195270.2702702703 | TRUE | TRUE | 1 | 3.9216 | 0.026144 | 2.6143790849673203 | FALSE | FALSE |  | Unknown | heat pump with radiators or underfloor heating | electricity | heat pump with radiators or underfloor heating ¦ electricity | TRUE | 0.2285714285714285 | 0.23438 | 0.6192650008991516 | 0.1400431034482758 | 0.6765887921820124 | 0.32331 | 2 | 76.5 | Detached_2F | 10.712142642814277 | 7.1414 | 8.3707 | E | 4.8 | 35.70714214362855 | 171.39428228941705 | 26.2887 | 39.433049999999994 | 0.2300721440252784 | 5.633292857142856 | 1.937918618370898 | 2.906877927556347 | air_source_heat_pump_radiators_electric_good_room_heaters_dual_fuel | [{'main_heat': 'air_source_heat_pump_radiators_electric', 'main_energy': 'good', 'secondary_heat': 'room_heaters_dual_fuel'}] | Cavity wall, filled cavity | Flat, insulated (assumed) | Fully double glazed | cavity_filled_bands_A_to_E | insulated_roof_12mm | dbl_glz_pre_2003
1236594950 |  | Cul a Mhuilinn | Kippen Road | Fintry | G63 0YD | 56.0566 | -4.2263 | 2025-05-13 | SAP, new dwelling | 2025-05-13 | 31 | 382 | 6717 | 0 | 96 | A | 96 | A | 96 | A | 96 | A | 5 |  | Average thermal transmittance 0.13 W/m¬≤K | Very Good | Very Good | Average thermal transmittance 0.13 W/m¬≤K | Very Good | Very Good | Average thermal transmittance 0.12 W/m¬≤K | Very Good | Very Good | Description: High performance glazing | Very Good | Very Good | Air source heat pump, underfloor, electric | Good | Very Good | Time and temperature zone control | Very Good | Very Good | Room heaters, wood logs | N/A | N/A | From main system | Average | Good | Low energy lighting in all fixed outlets | Very Good | Very Good | Air permeability 5.0 m¬≥/h.m¬≤ (as tested) | Good | Good | 2 | 0 | 5184 | 5184 | 933 | 933 | 600 | 600 |  | Description: Biomass secondary heating ¦ Description: Air source heat pump ¦ Description: Solar photovoltaics ¦ | 22603 | 2430 | 0 | 0 | 0 |  |  | 2.5 | S01006074 (Strathendrick) | 31 | 0 | 50 | 50 | 100 |  |  | 0 | 0 |  | 0 | Stirling |  | heat pump with radiators or underfloor heating | electricity: electricity, unspecified tariff | 2207 | mechanical, supply and extract |  | 0 |  | 0 | Array: Peak Power: 9.7; Orientation: North East; Pitch: 30 degrees; Overshading: none or very little; Connection: connected to dwelling‚Äôs electricity meter; ¦ |  | unknown | new dwelling |  | 00RGMB | Forth and Endrick | 0 | Detached | House | S01013015 (Kippen and Fintry - 01) | 2025-05-13 15:55 | 0192-3047-5653-2995-2581 | CUL A MHUILINN ¦ G63 0YD | [] | [{'description': 'Average thermal transmittance 0.13 W/m¬≤K', 'energy_rating': 'Very Good', 'env_rating': 'Very Good'}] | [{'description': 'Average thermal transmittance 0.13 W/m¬≤K', 'energy_rating': 'Very Good', 'env_rating': 'Very Good'}] | [{'description': 'Average thermal transmittance 0.12 W/m¬≤K', 'energy_rating': 'Very Good', 'env_rating': 'Very Good'}] | [{'description': 'Description: High performance glazing', 'energy_rating': 'Very Good', 'env_rating': 'Very Good'}] | [{'description': 'Air source heat pump, underfloor, electric', 'energy_rating': 'Good', 'env_rating': 'Very Good'}] | [{'description': 'Time and temperature zone control', 'energy_rating': 'Very Good', 'env_rating': 'Very Good'}] | [{'description': 'Room heaters, wood logs', 'energy_rating': 'N/A', 'env_rating': 'N/A'}] | [{'description': 'From main system', 'energy_rating': 'Average', 'env_rating': 'Good'}] | [{'description': 'Low energy lighting in all fixed outlets', 'energy_rating': 'Very Good', 'env_rating': 'Very Good'}] | [{'description': 'Air permeability 5.0 m¬≥/h.m¬≤ (as tested)', 'energy_rating': 'Good', 'env_rating': 'Good'}] | 0 | 0 | 0 | 0 | 2 | 1 | 0 | TRUE | FALSE | TRUE | [] |  |  |  | 15 | 0 | 0 |  | [] | [] |  | 0 | 0 | FALSE | FALSE |  | 0 | 0 | 0 | FALSE | FALSE |  | Unknown | heat pump with radiators or underfloor heating | electricity: electricity, unspecified tariff | heat pump with radiators or underfloor heating ¦ electricity: electricity, unspecified tariff | TRUE | 0 | 0 | 0.45041 | 0 | 0.6666666666666665 | 0.1450414011561233 | 2 | 191 | Detached_2F | 16.926310879810757 | 11.284207253207173 | 10.442103626603586 |  | 5 | 56.421036266035856 | 282.1051813301793 | [6 empty] | air_source_heat_pump_underfloor_electric_good_room_heaters_wood_logs | [{'main_heat': 'air_source_heat_pump_underfloor_electric', 'main_energy': 'good', 'secondary_heat': 'room_heaters_wood_logs'}] | Average thermal transmittance 0.13 W/m¬≤K | Average thermal transmittance 0.13 W/m¬≤K | High performance glazing | ND | ND | ND
1001664925 | 122009914 | 14 DUNMORE GARDENS | FINTRY | GLASGOW | G63 0XN | 56.05208930000001 | -4.2229 | 2025-05-01 | RdSAP, existing dwelling | 2025-05-02 | 408 | 122 | 6258 | 696 | 70 | C | 82 | B | 44 | E | 56 | D | 69 | Description: Solar water heating; Indicative Cost: ¬£4,000 - ¬£6,000; Typical Saving: 133; Energy Rating after improvement: C 73; Environmental Rating after improvement: E 50; Green Deal Eligible: Y ¦ Description: Solar photovoltaic panels, 2.5 kWp; Indicative Cost: ¬£3,500 - ¬£5,500; Typical Saving: 414; Energy Rating after improvement: B 82; Environmental Rating after improvement: D 56; Green Deal Eligible: Y ¦ Description: Floor insulation (suspended floor); Indicative Cost: ¬£800 - ¬£1,200; Typical Saving: 99; Energy Rating after improvement: C 71; Environmental Rating after improvement: E 46; Green Deal Eligible: Y ¦ | Timber frame, as built, insulated (assumed) | Good | Good | Pitched, 200 mm loft insulation ¦ Roof room(s), insulated (assumed) | Good ¦ Good | Good ¦ Good | Suspended, insulated (assumed) | N/A | N/A | Description: Fully double glazed | Good | Good | Boiler and radiators, electric | Average | Very Poor | Programmer, room thermostat and TRVs | Good | Good | None | N/A | N/A | From main system | Average | Poor | Low energy lighting in all fixed outlets | Very Good | Very Good |  |  |  | 8.4 | 1.8 | 4725 | 4488 | 1131 | 672 | 402 | 402 |  |  | 12535 | 3063 | 0 | 0 | 0 |  | 1999-2002 | 2.39 | S01006074 (Strathendrick) | 318 | 0 | 12 | 12 | 100 |  |  | 1 | 5 |  | 5 | Stirling |  | boiler with radiators or underfloor heating | electricity | 2106 | natural | Unknown | 100 | double glazing installed during or after 2002 | 0 | Array: Roof Area: 0%; Connection: not applicable (FGHRS or no PV); ¦ | FALSE | owner-occupied | marketed sale |  | 00RGMB | Forth and Endrick | 0 | Detached | House | S01013015 (Kippen and Fintry - 01) | 2025-05-02 17:05 | 0190-2549-2150-2605-8661 | 14 DUNMORE GARDENS ¦ G63 0XN | [{'description': 'Solar water heating', 'cost_min': 4000, 'cost_max': 6000, 'typical_saving': 133, 'energy_rating': 'C 73', 'env_rating': 'E 50', 'green_deal': 'Y'}, {'description': 'Solar photovoltaic panels, 2.5 kWp', 'cost_min': 3500, 'cost_max': 5500, 'typical_saving': 414, 'energy_rating': 'B 82', 'env_rating': 'D 56', 'green_deal': 'Y'}, {'description': 'Floor insulation (suspended floor)', 'cost_min': 800, 'cost_max': 1200, 'typical_saving': 99, 'energy_rating': 'C 71', 'env_rating': 'E 46', 'green_deal': 'Y'}, {'description': None, 'cost_min': None, 'cost_max': None, 'typical_saving': None, 'energy_rating': None, 'env_rating': None, 'green_deal': None}] | [{'description': 'Timber frame, as built, insulated (assumed)', 'energy_rating': 'Good', 'env_rating': 'Good'}] | [{'description': 'Pitched, 200 mm loft insulation', 'energy_rating': 'Good', 'env_rating': 'Good'}, {'description': 'Roof room(s), insulated (assumed)', 'energy_rating': 'Good', 'env_rating': 'Good'}] | [{'description': 'Suspended, insulated (assumed)', 'energy_rating': 'N/A', 'env_rating': 'N/A'}] | [{'description': 'Description: Fully double glazed', 'energy_rating': 'Good', 'env_rating': 'Good'}] | [{'description': 'Boiler and radiators, electric', 'energy_rating': 'Average', 'env_rating': 'Very Poor'}] | [{'description': 'Programmer, room thermostat and TRVs', 'energy_rating': 'Good', 'env_rating': 'Good'}] | [{'description': 'None', 'energy_rating': 'N/A', 'env_rating': 'N/A'}] | [{'description': 'From main system', 'energy_rating': 'Average', 'env_rating': 'Poor'}] | [{'description': 'Low energy lighting in all fixed outlets', 'energy_rating': 'Very Good', 'env_rating': 'Very Good'}] | [] | 12 | 12 | 90 | 0.2205882352941176 | 6.6000000000000005 | 0.7857142857142857 | 232 | TRUE | TRUE | TRUE | [{'description': 'Solar water heating', 'cost_min': 4000, 'cost_max': 6000, 'typical_saving': 133, 'energy_rating': 'C 73', 'env_rating': 'E 50', 'green_deal': 'Y'}, {'description': 'Solar photovoltaic panels, 2.5 kWp', 'cost_min': 3500, 'cost_max': 5500, 'typical_saving': 414, 'energy_rating': 'B 82', 'env_rating': 'D 56', 'green_deal': 'Y'}, {'description': 'Floor insulation (suspended floor)', 'cost_min': 800, 'cost_max': 1200, 'typical_saving': 99, 'energy_rating': 'C 71', 'env_rating': 'E 46', 'green_deal': 'Y'}, {'description': None, 'cost_min': None, 'cost_max': None, 'typical_saving': None, 'energy_rating': None, 'env_rating': None, 'green_deal': None}] | 8300 | 12700 | 10500 | 31.904761904761905 | 232 | -6882.468 | -0.022152 | [{'description': 'Solar water heating', 'cost_min': 4000, 'cost_max': 6000, 'typical_saving': 133, 'energy_rating': 'C 73', 'env_rating': 'E 50', 'green_deal': 'Y'}, {'description': 'Solar photovoltaic panels, 2.5 kWp', 'cost_min': 3500, 'cost_max': 5500, 'typical_saving': 414, 'energy_rating': 'B 82', 'env_rating': 'D 56', 'green_deal': 'Y'}, {'description': 'Floor insulation (suspended floor)', 'cost_min': 800, 'cost_max': 1200, 'typical_saving': 99, 'energy_rating': 'C 71', 'env_rating': 'E 46', 'green_deal': 'Y'}] | [{'description': 'Solar water heating', 'capex_mid': np.float64(5000.0), 'lifetime': np.int64(30), 'annual_cashflow': 133, 'npv': np.float64(-2955.464013424584), 'irr': -0.01398084737641736}, {'description': 'Solar photovoltaic panels, 2.5 kWp', 'capex_mid': np.float64(4500.0), 'lifetime': np.int64(30), 'annual_cashflow': 414, 'npv': np.float64(1864.1947251294916), 'irr': 0.08376326626804032}, {'description': 'Floor insulation (suspended floor)', 'capex_mid': np.float64(1000.0), 'lifetime': np.int64(50), 'annual_cashflow': 99, 'npv': np.float64(807.3366205946847), 'irr': 0.09807967207000168}] | 45.258620689655174 | 116.66666666666669 | 1590909.0909090908 | TRUE | FALSE | 1 | 4.098360655737705 | 0.0081967 | 0.81967 | FALSE | FALSE |  | Unknown | boiler with radiators or underfloor heating | electricity | boiler with radiators or underfloor heating ¦ electricity | TRUE | 0.1714285714285714 | 0.1875 | 0.3589074668467369 | 0.1770114942528735 | 0.6738572162300974 | 0.2711996246856907 | 2 | 61 | Detached_2F | 9.565563234854494 | 6.377042156569663 | 7.988521078284832 | I | 4.78 | 31.885210782848315 | 152.41130754201495 | 16.833399999999997 | 16.833399999999997 | 0.1104471857861305 | 2.4047714285714283 | 1.266167821570645 | 1.899251732355967 | boiler_radiators_electric_average_none | [{'main_heat': 'boiler_radiators_electric', 'main_energy': 'average', 'secondary_heat': 'none'}] | Timber frame, as built, insulated (assumed) | Pitched, 200 mm loft insulation | Fully double glazed | timber_frame_as_built_bands_G_to_I | insulated_roof_200mm | dbl_glz_pre_2003
1001906271 | 122009963 | 4 MENZIES DRIVE | FINTRY | GLASGOW | G63 0YG | 56.06 | -4.2236 | 2025-04-14 | RdSAP, existing dwelling | 2025-04-16 | 402 | 191 | 10818 | 1401 | 63 | D | 74 | C | 42 | E | 52 | E | 65 | Description: Solar water heating; Indicative Cost: ¬£4,000 - ¬£6,000; Typical Saving: 199; Energy Rating after improvement: D 68; Environmental Rating after improvement: E 48; Green Deal Eligible: Y ¦ Description: Solar photovoltaic panels, 2.5 kWp; Indicative Cost: ¬£3,500 - ¬£5,500; Typical Saving: 414; Energy Rating after improvement: C 74; Environmental Rating after improvement: E 52; Green Deal Eligible: Y ¦ Description: Floor insulation (solid floor); Indicative Cost: ¬£4,000 - ¬£6,000; Typical Saving: 267; Energy Rating after improvement: D 65; Environmental Rating after improvement: E 46; Green Deal Eligible: Y ¦ | Cavity wall, filled cavity | Average | Average | Pitched, 400+ mm loft insulation | Very Good | Very Good | Solid, no insulation (assumed) | N/A | N/A | Description: Fully double glazed | Average | Average | Electric storage heaters | Average | Poor | Controls for high heat retention storage heaters | Good | Good | Room heaters, wood logs | N/A | N/A | Electric immersion, off-peak | Very Poor | Poor | Low energy lighting in 82% of fixed outlets | Very Good | Very Good |  |  |  | 12 | 2 | 8754 | 7971 | 1485 | 867 | 579 | 579 |  | Description: Biomass secondary heating ¦ | 23159 | 2192 | 0 | 0 | 0 |  | 1950-1964 | 2.42 | S01006074 (Strathendrick) | 329 | 1 | 11 | 9 | 82 |  |  | 1 | 6 |  | 6 | Stirling |  | electric storage heaters | electricity | 2404 | natural | dual | 100 | double glazing installed before 2002 | 0 | Array: Roof Area: 0%; Connection: not applicable (FGHRS or no PV); ¦ | FALSE | owner-occupied | marketed sale |  | 00RGMB | Forth and Endrick | 0 | Detached | House | S01013015 (Kippen and Fintry - 01) | 2025-04-16 09:42 | 1615-7024-2100-0634-9296 | 4 MENZIES DRIVE ¦ G63 0YG | [{'description': 'Solar water heating', 'cost_min': 4000, 'cost_max': 6000, 'typical_saving': 199, 'energy_rating': 'D 68', 'env_rating': 'E 48', 'green_deal': 'Y'}, {'description': 'Solar photovoltaic panels, 2.5 kWp', 'cost_min': 3500, 'cost_max': 5500, 'typical_saving': 414, 'energy_rating': 'C 74', 'env_rating': 'E 52', 'green_deal': 'Y'}, {'description': 'Floor insulation (solid floor)', 'cost_min': 4000, 'cost_max': 6000, 'typical_saving': 267, 'energy_rating': 'D 65', 'env_rating': 'E 46', 'green_deal': 'Y'}, {'description': None, 'cost_min': None, 'cost_max': None, 'typical_saving': None, 'energy_rating': None, 'env_rating': None, 'green_deal': None}] | [{'description': 'Cavity wall, filled cavity', 'energy_rating': 'Average', 'env_rating': 'Average'}] | [{'description': 'Pitched, 400+ mm loft insulation', 'energy_rating': 'Very Good', 'env_rating': 'Very Good'}] | [{'description': 'Solid, no insulation (assumed)', 'energy_rating': 'N/A', 'env_rating': 'N/A'}] | [{'description': 'Description: Fully double glazed', 'energy_rating': 'Average', 'env_rating': 'Average'}] | [{'description': 'Electric storage heaters', 'energy_rating': 'Average', 'env_rating': 'Poor'}] | [{'description': 'Controls for high heat retention storage heaters', 'energy_rating': 'Good', 'env_rating': 'Good'}] | [{'description': 'Room heaters, wood logs', 'energy_rating': 'N/A', 'env_rating': 'N/A'}] | [{'description': 'Electric immersion, off-peak', 'energy_rating': 'Very Poor', 'env_rating': 'Poor'}] | [{'description': 'Low energy lighting in 82% of fixed outlets', 'energy_rating': 'Very Good', 'env_rating': 'Very Good'}] | [] | 11 | 10 | 73 | 0.18159 | 10 | 0.8333333333333334 | 467 | TRUE | TRUE | TRUE | [{'description': 'Solar water heating', 'cost_min': 4000, 'cost_max': 6000, 'typical_saving': 199, 'energy_rating': 'D 68', 'env_rating': 'E 48', 'green_deal': 'Y'}, {'description': 'Solar photovoltaic panels, 2.5 kWp', 'cost_min': 3500, 'cost_max': 5500, 'typical_saving': 414, 'energy_rating': 'C 74', 'env_rating': 'E 52', 'green_deal': 'Y'}, {'description': 'Floor insulation (solid floor)', 'cost_min': 4000, 'cost_max': 6000, 'typical_saving': 267, 'energy_rating': 'D 65', 'env_rating': 'E 46', 'green_deal': 'Y'}, {'description': None, 'cost_min': None, 'cost_max': None, 'typical_saving': None, 'energy_rating': None, 'env_rating': None, 'green_deal': None}] | 11500 | 17500 | 14500 | 36.89655172413793 | 467 | -6772.6203 | 0.0082263 | [{'description': 'Solar water heating', 'cost_min': 4000, 'cost_max': 6000, 'typical_saving': 199, 'energy_rating': 'D 68', 'env_rating': 'E 48', 'green_deal': 'Y'}, {'description': 'Solar photovoltaic panels, 2.5 kWp', 'cost_min': 3500, 'cost_max': 5500, 'typical_saving': 414, 'energy_rating': 'C 74', 'env_rating': 'E 52', 'green_deal': 'Y'}, {'description': 'Floor insulation (solid floor)', 'cost_min': 4000, 'cost_max': 6000, 'typical_saving': 267, 'energy_rating': 'D 65', 'env_rating': 'E 46', 'green_deal': 'Y'}] | [{'description': 'Solar water heating', 'capex_mid': np.float64(5000.0), 'lifetime': np.int64(30), 'annual_cashflow': 199, 'npv': np.float64(-1940.8822456503176), 'irr': 0.011843542075927305}, {'description': 'Solar photovoltaic panels, 2.5 kWp', 'capex_mid': np.float64(4500.0), 'lifetime': np.int64(30), 'annual_cashflow': 414, 'npv': np.float64(1864.1947251294916), 'irr': 0.08376326626804032}, {'description': 'Floor insulation (solid floor)', 'capex_mid': np.float64(5000.0), 'lifetime': np.int64(50), 'annual_cashflow': 267, 'npv': np.float64(-125.66790203251719), 'irr': 0.048366279735695406}] | 31.049250535331907 | 198.63013698630135 | 1450000 | TRUE | FALSE | 1 | 3.1413612565445024 | 0.0052356 | 0.5235602094240838 | FALSE | FALSE |  | Unknown | electric storage heaters | electricity | electric storage heaters ¦ electricity | TRUE | 0.1571428571428571 | 0.15625 | 0.3603679581317446 | 0.3013698630136986 | 0.6732203389830507 | 0.27624 | 2 | 95.5 | Detached_2F | 11.968709203585822 | 7.979139469057215 | 8.789569734528607 | D | 4.84 | 39.895697345286074 | 193.09517515118455 | 30.2304 | 30.2304 | 0.1565569930803864 | 4.3186285714285715 | 1.6967868794535494 | 2.545180319180324 | electric_storage_heaters_average_room_heaters_wood_logs | [{'main_heat': 'electric_storage_heaters', 'main_energy': 'average', 'secondary_heat': 'room_heaters_wood_logs'}] | Cavity wall, filled cavity | Pitched, 400+ mm loft insulation | Fully double glazed | cavity_filled_bands_A_to_E | insulated_roof_400mm | dbl_glz_pre_2003
1000238911 | 122009900 | 47 MAIN STREET | FINTRY | GLASGOW | G63 0XE | 56.0532 | -4.224 | 2025-02-28 | RdSAP, existing dwelling | 2025-03-03 | 342 | 75 | 6174 | 2418 | 57 | D | 72 | C | 57 | D | 62 | D | 58 | Description: Floor insulation (solid floor); Indicative Cost: ¬£4,000 - ¬£6,000; Typical Saving: 268; Energy Rating after improvement: D 63; Environmental Rating after improvement: D 63; Green Deal Eligible: Y ¦ Description: High heat retention storage heaters; Indicative Cost: ¬£1,600 - ¬£2,400; Typical Saving: 539; Energy Rating after improvement: C 72; Environmental Rating after improvement: D 62; Green Deal Eligible: Y ¦ | Sandstone or limestone, as built, insulated (assumed) | Good | Good | (another dwelling above) | N/A | N/A | Solid, no insulation (assumed) | N/A | N/A | Description: Fully double glazed | Good | Good | Room heaters, electric | Very Poor | Poor | Appliance thermostats | Good | Good | None | N/A | N/A | Electric instantaneous at point of use | Very Poor | Poor | Low energy lighting in all fixed outlets | Very Good | Very Good |  |  |  | 4.3 | 0.5 | 4773 | 2412 | 1086 | 1041 | 315 | 303 | Description: Biomass boiler (Exempted Appliance if in Smoke Control Area) ¦ Description: Air or ground source heat pump ¦ |  | 6673 | 1268 | 0 | 0 | 0 |  | 1984-1991 | 2.3 | S01006074 (Strathendrick) | 304 | 0 | 8 | 8 | 100 | ground floor | 0 | 1 | 4 | no corridor | 4 | Stirling |  | room heaters | electricity | 2602 | natural | dual | 100 | double glazing installed during or after 2002 | 0 | Array: Roof Area: 0%; Connection: not applicable (FGHRS or no PV); ¦ | FALSE | owner-occupied | marketed sale |  | 00RGMB | Forth and Endrick | 0 | Semi-Detached | Flat | S01013015 (Kippen and Fintry - 01) | 2025-03-03 14:05 | 1200-5389-0822-8021-1253 | 47 MAIN STREET ¦ G63 0XE | [{'description': 'Floor insulation (solid floor)', 'cost_min': 4000, 'cost_max': 6000, 'typical_saving': 268, 'energy_rating': 'D 63', 'env_rating': 'D 63', 'green_deal': 'Y'}, {'description': 'High heat retention storage heaters', 'cost_min': 1600, 'cost_max': 2400, 'typical_saving': 539, 'energy_rating': 'C 72', 'env_rating': 'D 62', 'green_deal': 'Y'}, {'description': None, 'cost_min': None, 'cost_max': None, 'typical_saving': None, 'energy_rating': None, 'env_rating': None, 'green_deal': None}] | [{'description': 'Sandstone or limestone, as built, insulated (assumed)', 'energy_rating': 'Good', 'env_rating': 'Good'}] | [{'description': '(another dwelling above)', 'energy_rating': 'N/A', 'env_rating': 'N/A'}] | [{'description': 'Solid, no insulation (assumed)', 'energy_rating': 'N/A', 'env_rating': 'N/A'}] | [{'description': 'Description: Fully double glazed', 'energy_rating': 'Good', 'env_rating': 'Good'}] | [{'description': 'Room heaters, electric', 'energy_rating': 'Very Poor', 'env_rating': 'Poor'}] | [{'description': 'Appliance thermostats', 'energy_rating': 'Good', 'env_rating': 'Good'}] | [{'description': 'None', 'energy_rating': 'N/A', 'env_rating': 'N/A'}] | [{'description': 'Electric instantaneous at point of use', 'energy_rating': 'Very Poor', 'env_rating': 'Poor'}] | [{'description': 'Low energy lighting in all fixed outlets', 'energy_rating': 'Very Good', 'env_rating': 'Very Good'}] | [] | 15 | 5 | 38 | 0.1111111111111111 | 3.8 | 0.8837209302325582 | 806 | TRUE | TRUE | TRUE | [{'description': 'Floor insulation (solid floor)', 'cost_min': 4000, 'cost_max': 6000, 'typical_saving': 268, 'energy_rating': 'D 63', 'env_rating': 'D 63', 'green_deal': 'Y'}, {'description': 'High heat retention storage heaters', 'cost_min': 1600, 'cost_max': 2400, 'typical_saving': 539, 'energy_rating': 'C 72', 'env_rating': 'D 62', 'green_deal': 'Y'}, {'description': None, 'cost_min': None, 'cost_max': None, 'typical_saving': None, 'energy_rating': None, 'env_rating': None, 'green_deal': None}] | 5600 | 8400 | 7000 | 41.42857142857143 | 806 | 6939.2606 | 0.1137532614456529 | [{'description': 'Floor insulation (solid floor)', 'cost_min': 4000, 'cost_max': 6000, 'typical_saving': 268, 'energy_rating': 'D 63', 'env_rating': 'D 63', 'green_deal': 'Y'}, {'description': 'High heat retention storage heaters', 'cost_min': 1600, 'cost_max': 2400, 'typical_saving': 539, 'energy_rating': 'C 72', 'env_rating': 'D 62', 'green_deal': 'Y'}] | [{'description': 'Floor insulation (solid floor)', 'capex_mid': np.float64(5000.0), 'lifetime': np.int64(50), 'annual_cashflow': 268, 'npv': np.float64(-107.4119765719652), 'irr': 0.0486045004477349}, {'description': 'High heat retention storage heaters', 'capex_mid': np.float64(2000.0), 'lifetime': np.int64(20), 'annual_cashflow': 539, 'npv': np.float64(4717.131374629049), 'irr': 0.2671334728008361}] | 8.6849 | 184.21052631578948 | 1842105.2631578948 | TRUE | TRUE | 1 | 5.333333333333334 | 0.013333 | 1.3333333333333337 | TRUE | FALSE |  | Unknown | room heaters | electricity | room heaters ¦ electricity | TRUE | 0.2142857142857142 | 0.078125 | 0.5426756481194819 | 0.27949 | 0.6749925661611654 | 0.2851634389764652 | 2 | 37.5 | SemiDetached_2F | 6.123724356957945 | 6.123724356957945 | 7.861862178478972 | G | 4.6 | 18.371173070873837 | 84.50739612601964 | 15.412 | 15.412 | 0.1823745696414219 | 2.201714285714286 | 1.2115318913712192 | 1.817297837056829 | room_heaters_electric_very_poor_none | [{'main_heat': 'room_heaters_electric', 'main_energy': 'very_poor', 'secondary_heat': 'none'}] | Sandstone or limestone, as built, insulated (assumed) | (another dwelling above) | Fully double glazed | sandstone_limestone_as_built_band_G | NIM | dbl_glz_pre_2003
1001829057 | 122009927 | 1 CULCREUCH AVENUE | FINTRY | GLASGOW | G63 0YB | 56.0558 | -4.2253 | 2025-02-12 | RdSAP, existing dwelling | 2025-02-14 | 193 | 104 | 3663 | 453 | 67 | D | 80 | C | 62 | D | 76 | C | 45 | Description: Floor insulation (suspended floor); Indicative Cost: ¬£800 - ¬£1,200; Typical Saving: 87; Energy Rating after improvement: C 69; Environmental Rating after improvement: D 65; Green Deal Eligible: Y ¦ Description: Solar water heating; Indicative Cost: ¬£4,000 - ¬£6,000; Typical Saving: 64; Energy Rating after improvement: C 72; Environmental Rating after improvement: D 68; Green Deal Eligible: Y ¦ Description: Solar photovoltaic panels, 2.5 kWp; Indicative Cost: ¬£3,500 - ¬£5,500; Typical Saving: 389; Energy Rating after improvement: C 80; Environmental Rating after improvement: C 76; Green Deal Eligible: Y ¦ | Cavity wall, as built, insulated (assumed) ¦ Timber frame, as built, insulated (assumed) | Good ¦ Very Good | Good ¦ Very Good | Pitched, 270 mm loft insulation ¦ Pitched, insulated (assumed) | Good ¦ Good | Good ¦ Good | Suspended, insulated (assumed) ¦ Suspended, no insulation (assumed) | N/A ¦ N/A | N/A ¦ N/A | Description: Fully double glazed | Average | Average | Boiler and radiators, oil | Average | Good | Programmer, room thermostat and TRVs | Good | Good | Room heaters, wood logs | N/A | N/A | From main system | Average | Average | Low energy lighting in all fixed outlets | Very Good | Very Good |  |  |  | 4.7 | 1.5 | 2769 | 2529 | 588 | 375 | 306 | 306 |  | Description: Biomass secondary heating ¦ | 11681 | 2819 | 0 | 0 | 0 |  | 1984-1991 | 2.4 | S01006074 (Strathendrick) | 120 | 1 | 12 | 12 | 100 |  |  | 1 | 4 |  | 4 | Stirling |  | boiler with radiators or underfloor heating | oil | 2106 | natural | Single | 100 | double glazing installed before 2002 | 0 | Array: Roof Area: 0%; Connection: not applicable (FGHRS or no PV); ¦ | FALSE | owner-occupied | marketed sale |  | 00RGMB | Forth and Endrick | 0 | Semi-Detached | House | S01013015 (Kippen and Fintry - 01) | 2025-02-14 13:38 | 7515-5222-0100-0952-8292 | 1 CULCREUCH AVENUE ¦ G63 0YB | [{'description': 'Floor insulation (suspended floor)', 'cost_min': 800, 'cost_max': 1200, 'typical_saving': 87, 'energy_rating': 'C 69', 'env_rating': 'D 65', 'green_deal': 'Y'}, {'description': 'Solar water heating', 'cost_min': 4000, 'cost_max': 6000, 'typical_saving': 64, 'energy_rating': 'C 72', 'env_rating': 'D 68', 'green_deal': 'Y'}, {'description': 'Solar photovoltaic panels, 2.5 kWp', 'cost_min': 3500, 'cost_max': 5500, 'typical_saving': 389, 'energy_rating': 'C 80', 'env_rating': 'C 76', 'green_deal': 'Y'}, {'description': None, 'cost_min': None, 'cost_max': None, 'typical_saving': None, 'energy_rating': None, 'env_rating': None, 'green_deal': None}] | [{'description': 'Cavity wall, as built, insulated (assumed)', 'energy_rating': 'Good', 'env_rating': 'Good'}, {'description': 'Timber frame, as built, insulated (assumed)', 'energy_rating': 'Very Good', 'env_rating': 'Very Good'}] | [{'description': 'Pitched, 270 mm loft insulation', 'energy_rating': 'Good', 'env_rating': 'Good'}, {'description': 'Pitched, insulated (assumed)', 'energy_rating': 'Good', 'env_rating': 'Good'}] | [{'description': 'Suspended, insulated (assumed)', 'energy_rating': 'N/A', 'env_rating': 'N/A'}, {'description': 'Suspended, no insulation (assumed)', 'energy_rating': 'N/A', 'env_rating': 'N/A'}] | [{'description': 'Description: Fully double glazed', 'energy_rating': 'Average', 'env_rating': 'Average'}] | [{'description': 'Boiler and radiators, oil', 'energy_rating': 'Average', 'env_rating': 'Good'}] | [{'description': 'Programmer, room thermostat and TRVs', 'energy_rating': 'Good', 'env_rating': 'Good'}] | [{'description': 'Room heaters, wood logs', 'energy_rating': 'N/A', 'env_rating': 'N/A'}] | [{'description': 'From main system', 'energy_rating': 'Average', 'env_rating': 'Average'}] | [{'description': 'Low energy lighting in all fixed outlets', 'energy_rating': 'Very Good', 'env_rating': 'Very Good'}] | [] | 13 | 14 | 73 | 0.3782383419689119 | 3.2 | 0.6808510638297872 | 151 | TRUE | TRUE | TRUE | [{'description': 'Floor insulation (suspended floor)', 'cost_min': 800, 'cost_max': 1200, 'typical_saving': 87, 'energy_rating': 'C 69', 'env_rating': 'D 65', 'green_deal': 'Y'}, {'description': 'Solar water heating', 'cost_min': 4000, 'cost_max': 6000, 'typical_saving': 64, 'energy_rating': 'C 72', 'env_rating': 'D 68', 'green_deal': 'Y'}, {'description': 'Solar photovoltaic panels, 2.5 kWp', 'cost_min': 3500, 'cost_max': 5500, 'typical_saving': 389, 'energy_rating': 'C 80', 'env_rating': 'C 76', 'green_deal': 'Y'}, {'description': None, 'cost_min': None, 'cost_max': None, 'typical_saving': None, 'energy_rating': None, 'env_rating': None, 'green_deal': None}] | 8300 | 12700 | 10500 | 31.904761904761905 | 151 | -8145.4856 | -0.044401 | [{'description': 'Floor insulation (suspended floor)', 'cost_min': 800, 'cost_max': 1200, 'typical_saving': 87, 'energy_rating': 'C 69', 'env_rating': 'D 65', 'green_deal': 'Y'}, {'description': 'Solar water heating', 'cost_min': 4000, 'cost_max': 6000, 'typical_saving': 64, 'energy_rating': 'C 72', 'env_rating': 'D 68', 'green_deal': 'Y'}, {'description': 'Solar photovoltaic panels, 2.5 kWp', 'cost_min': 3500, 'cost_max': 5500, 'typical_saving': 389, 'energy_rating': 'C 80', 'env_rating': 'C 76', 'green_deal': 'Y'}] | [{'description': 'Floor insulation (suspended floor)', 'capex_mid': np.float64(1000.0), 'lifetime': np.int64(50), 'annual_cashflow': 87, 'npv': np.float64(588.2655150680565), 'irr': 0.08556543964427954}, {'description': 'Solar water heating', 'capex_mid': np.float64(5000.0), 'lifetime': np.int64(30), 'annual_cashflow': 64, 'npv': np.float64(-4016.1631342794994), 'irr': -0.053211340998552625}, {'description': 'Solar photovoltaic panels, 2.5 kWp', 'capex_mid': np.float64(4500.0), 'lifetime': np.int64(30), 'annual_cashflow': 389, 'npv': np.float64(1479.883449457421), 'irr': 0.07714341080999954}] | 69.5364 | 143.83561643835617 | 3281250 | TRUE | FALSE | 1 | 3.8461538461538463 | 0.0096154 | 0.9615384615384616 | FALSE | FALSE |  | Unknown | boiler with radiators or underfloor heating | oil | boiler with radiators or underfloor heating ¦ oil | TRUE | 0.1857142857142857 | 0.21875 | 0.3421148886995538 | 0.2182333490788852 | 0.6814971751412428 | 0.2905103532172603 | 2 | 52 | SemiDetached_2F | 7.211102550927978 | 7.211102550927978 | 8.405551275463989 | G | 4.8 | 21.633307652783937 | 103.83987673336289 | 19.3444 | 19.3444 | 0.1862906679836688 | 2.7634857142857143 | 1.3573222939021554 | 2.035983440853233 | boiler_radiators_oil_average_room_heaters_wood_logs | [{'main_heat': 'boiler_radiators_oil', 'main_energy': 'average', 'secondary_heat': 'room_heaters_wood_logs'}] | Cavity wall, as built, insulated (assumed) | Pitched, 270 mm loft insulation | Fully double glazed | cavity_as_built_band_G | insulated_roof_270mm | dbl_glz_pre_2003
1234760999 | 122009972 | 3 MENZIES TERRACE | FINTRY | GLASGOW | G63 0YJ | 56.0584 | -4.2242 | 2025-01-14 | RdSAP, existing dwelling | 2025-01-14 | 297 | 161 | 9009 | 3153 | 43 | E | 71 | C | 43 | E | 69 | C | 65 | Description: Replace boiler with new condensing boiler; Indicative Cost: ¬£2,200 - ¬£3,000; Typical Saving: 136; Energy Rating after improvement: D 63; Environmental Rating after improvement: D 61; Green Deal Eligible: Y ¦ Description: Solar water heating; Indicative Cost: ¬£4,000 - ¬£6,000; Typical Saving: 59; Energy Rating after improvement: D 64; Environmental Rating after improvement: D 63; Green Deal Eligible: Y ¦ Description: Solar photovoltaic panels, 2.5 kWp; Indicative Cost: ¬£3,500 - ¬£5,500; Typical Saving: 389; Energy Rating after improvement: C 71; Environmental Rating after improvement: C 69; Green Deal Eligible: Y ¦ Description: Floor insulation (solid floor); Indicative Cost: ¬£4,000 - ¬£6,000; Typical Saving: 56; Energy Rating after improvement: D 60; Environmental Rating after improvement: D 57; Green Deal Eligible: Y ¦ Description: Cavity wall insulation; Indicative Cost: ¬£500 - ¬£1,500; Typical Saving: 471; Energy Rating after improvement: D 55; Environmental Rating after improvement: E 53; Green Deal Eligible: Y ¦ Description: Floor insulation (suspended floor); Indicative Cost: ¬£800 - ¬£1,200; Typical Saving: 181; Energy Rating after improvement: D 59; Environmental Rating after improvement: D 56; Green Deal Eligible: Y ¦ Description: Flat roof insulation; Indicative Cost: ¬£850 - ¬£1,500; Typical Saving: 148; Energy Rating after improvement: E 46; Environmental Rating after improvement: E 46; Green Deal Eligible: Y ¦ | Cavity wall, as built, no insulation (assumed) ¦ Timber frame, as built, insulated (assumed) | Poor ¦ Good | Poor ¦ Good | Flat, limited insulation (assumed) ¦ Pitched, 250 mm loft insulation ¦ Pitched, insulated (assumed) | Very Poor ¦ Good ¦ Good | Very Poor ¦ Good ¦ Good | Solid, no insulation (assumed) ¦ Suspended, insulated (assumed) ¦ Suspended, no insulation (assumed) | N/A ¦ N/A ¦ N/A | N/A ¦ N/A ¦ N/A | Description: Fully double glazed | Average | Average | Boiler and radiators, oil | Average | Average | Programmer, room thermostat and TRVs | Good | Good | Room heaters, wood logs | N/A | N/A | From main system | Average | Average | Low energy lighting in 86% of fixed outlets | Very Good | Very Good |  |  |  | 10 | 4.3 | 7920 | 5058 | 639 | 348 | 450 | 450 | Description: External insulation with cavity wall insulation ¦ | Description: Biomass secondary heating ¦ | 27948 | 2853 | 84 | 4982 | 0 |  | 1950-1964 | 2.4 | S01006074 (Strathendrick) | 159 | 2 | 14 | 12 | 86 |  |  | 1 | 7 |  | 7 | Stirling |  | boiler with radiators or underfloor heating | oil | 2106 | natural | Single | 100 | double glazing installed before 2002 | 1 | Array: Roof Area: 0%; Connection: not applicable (FGHRS or no PV); ¦ | FALSE | owner-occupied | marketed sale |  | 00RGMB | Forth and Endrick | 0 | Detached | House | S01013015 (Kippen and Fintry - 01) | 2025-01-14 13:20 | 9249-1047-9239-9805-6220 | 3 MENZIES TERRACE ¦ G63 0YJ | [{'description': 'Replace boiler with new condensing boiler', 'cost_min': 2200, 'cost_max': 3000, 'typical_saving': 136, 'energy_rating': 'D 63', 'env_rating': 'D 61', 'green_deal': 'Y'}, {'description': 'Solar water heating', 'cost_min': 4000, 'cost_max': 6000, 'typical_saving': 59, 'energy_rating': 'D 64', 'env_rating': 'D 63', 'green_deal': 'Y'}, {'description': 'Solar photovoltaic panels, 2.5 kWp', 'cost_min': 3500, 'cost_max': 5500, 'typical_saving': 389, 'energy_rating': 'C 71', 'env_rating': 'C 69', 'green_deal': 'Y'}, {'description': 'Floor insulation (solid floor)', 'cost_min': 4000, 'cost_max': 6000, 'typical_saving': 56, 'energy_rating': 'D 60', 'env_rating': 'D 57', 'green_deal': 'Y'}, {'description': 'Cavity wall insulation', 'cost_min': 500, 'cost_max': 1500, 'typical_saving': 471, 'energy_rating': 'D 55', 'env_rating': 'E 53', 'green_deal': 'Y'}, {'description': 'Floor insulation (suspended floor)', 'cost_min': 800, 'cost_max': 1200, 'typical_saving': 181, 'energy_rating': 'D 59', 'env_rating': 'D 56', 'green_deal': 'Y'}, {'description': 'Flat roof insulation', 'cost_min': 850, 'cost_max': 1500, 'typical_saving': 148, 'energy_rating': 'E 46', 'env_rating': 'E 46', 'green_deal': 'Y'}, {'description': None, 'cost_min': None, 'cost_max': None, 'typical_saving': None, 'energy_rating': None, 'env_rating': None, 'green_deal': None}] | [{'description': 'Cavity wall, as built, no insulation (assumed)', 'energy_rating': 'Poor', 'env_rating': 'Poor'}, {'description': 'Timber frame, as built, insulated (assumed)', 'energy_rating': 'Good', 'env_rating': 'Good'}] | [{'description': 'Flat, limited insulation (assumed)', 'energy_rating': 'Very Poor', 'env_rating': 'Very Poor'}, {'description': 'Pitched, 250 mm loft insulation', 'energy_rating': 'Good', 'env_rating': 'Good'}, {'description': 'Pitched, insulated (assumed)', 'energy_rating': 'Good', 'env_rating': 'Good'}] | [{'description': 'Solid, no insulation (assumed)', 'energy_rating': 'N/A', 'env_rating': 'N/A'}, {'description': 'Suspended, insulated (assumed)', 'energy_rating': 'N/A', 'env_rating': 'N/A'}, {'description': 'Suspended, no insulation (assumed)', 'energy_rating': 'N/A', 'env_rating': 'N/A'}] | [{'description': 'Description: Fully double glazed', 'energy_rating': 'Average', 'env_rating': 'Average'}] | [{'description': 'Boiler and radiators, oil', 'energy_rating': 'Average', 'env_rating': 'Average'}] | [{'description': 'Programmer, room thermostat and TRVs', 'energy_rating': 'Good', 'env_rating': 'Good'}] | [{'description': 'Room heaters, wood logs', 'energy_rating': 'N/A', 'env_rating': 'N/A'}] | [{'description': 'From main system', 'energy_rating': 'Average', 'env_rating': 'Average'}] | [{'description': 'Low energy lighting in 86% of fixed outlets', 'energy_rating': 'Very Good', 'env_rating': 'Very Good'}] | [] | 28 | 26 | 138 | 0.4646464646464646 | 5.7 | 0.5700000000000001 | 1051 | TRUE | TRUE | TRUE | [{'description': 'Replace boiler with new condensing boiler', 'cost_min': 2200, 'cost_max': 3000, 'typical_saving': 136, 'energy_rating': 'D 63', 'env_rating': 'D 61', 'green_deal': 'Y'}, {'description': 'Solar water heating', 'cost_min': 4000, 'cost_max': 6000, 'typical_saving': 59, 'energy_rating': 'D 64', 'env_rating': 'D 63', 'green_deal': 'Y'}, {'description': 'Solar photovoltaic panels, 2.5 kWp', 'cost_min': 3500, 'cost_max': 5500, 'typical_saving': 389, 'energy_rating': 'C 71', 'env_rating': 'C 69', 'green_deal': 'Y'}, {'description': 'Floor insulation (solid floor)', 'cost_min': 4000, 'cost_max': 6000, 'typical_saving': 56, 'energy_rating': 'D 60', 'env_rating': 'D 57', 'green_deal': 'Y'}, {'description': 'Cavity wall insulation', 'cost_min': 500, 'cost_max': 1500, 'typical_saving': 471, 'energy_rating': 'D 55', 'env_rating': 'E 53', 'green_deal': 'Y'}, {'description': 'Floor insulation (suspended floor)', 'cost_min': 800, 'cost_max': 1200, 'typical_saving': 181, 'energy_rating': 'D 59', 'env_rating': 'D 56', 'green_deal': 'Y'}, {'description': 'Flat roof insulation', 'cost_min': 850, 'cost_max': 1500, 'typical_saving': 148, 'energy_rating': 'E 46', 'env_rating': 'E 46', 'green_deal': 'Y'}, {'description': None, 'cost_min': None, 'cost_max': None, 'typical_saving': None, 'energy_rating': None, 'env_rating': None, 'green_deal': None}] | 15850 | 24700 | 20275 | 36.39704069050555 | 1051 | -2884.2589 | 0.03856 | [{'description': 'Replace boiler with new condensing boiler', 'cost_min': 2200, 'cost_max': 3000, 'typical_saving': 136, 'energy_rating': 'D 63', 'env_rating': 'D 61', 'green_deal': 'Y'}, {'description': 'Solar water heating', 'cost_min': 4000, 'cost_max': 6000, 'typical_saving': 59, 'energy_rating': 'D 64', 'env_rating': 'D 63', 'green_deal': 'Y'}, {'description': 'Solar photovoltaic panels, 2.5 kWp', 'cost_min': 3500, 'cost_max': 5500, 'typical_saving': 389, 'energy_rating': 'C 71', 'env_rating': 'C 69', 'green_deal': 'Y'}, {'description': 'Floor insulation (solid floor)', 'cost_min': 4000, 'cost_max': 6000, 'typical_saving': 56, 'energy_rating': 'D 60', 'env_rating': 'D 57', 'green_deal': 'Y'}, {'description': 'Cavity wall insulation', 'cost_min': 500, 'cost_max': 1500, 'typical_saving': 471, 'energy_rating': 'D 55', 'env_rating': 'E 53', 'green_deal': 'Y'}, {'description': 'Floor insulation (suspended floor)', 'cost_min': 800, 'cost_max': 1200, 'typical_saving': 181, 'energy_rating': 'D 59', 'env_rating': 'D 56', 'green_deal': 'Y'}, {'description': 'Flat roof insulation', 'cost_min': 850, 'cost_max': 1500, 'typical_saving': 148, 'energy_rating': 'E 46', 'env_rating': 'E 46', 'green_deal': 'Y'}] | [{'description': 'Replace boiler with new condensing boiler', 'capex_mid': np.float64(2600.0), 'lifetime': np.int64(17), 'annual_cashflow': 136, 'npv': np.float64(-1066.726990301533), 'irr': -0.012743164309419797}, {'description': 'Solar water heating', 'capex_mid': np.float64(5000.0), 'lifetime': np.int64(30), 'annual_cashflow': 59, 'npv': np.float64(-4093.0253894139128), 'irr': -0.057140747301132944}, {'description': 'Solar photovoltaic panels, 2.5 kWp', 'capex_mid': np.float64(4500.0), 'lifetime': np.int64(30), 'annual_cashflow': 389, 'npv': np.float64(1479.883449457421), 'irr': 0.07714341080999954}, {'description': 'Floor insulation (solid floor)', 'capex_mid': np.float64(5000.0), 'lifetime': np.int64(50), 'annual_cashflow': 56, 'npv': np.float64(-3977.6681742090664), 'irr': -0.020742057326290086}, {'description': 'Cavity wall insulation', 'capex_mid': np.float64(1000.0), 'lifetime': np.int64(50), 'annual_cashflow': 471, 'npv': np.float64(7598.540891920167), 'irr': 0.4709999980394064}, {'description': 'Floor insulation (suspended floor)', 'capex_mid': np.float64(1000.0), 'lifetime': np.int64(50), 'annual_cashflow': 181, 'npv': np.float64(2304.32250835998), 'irr': 0.1809557414195886}, {'description': 'Flat roof insulation', 'capex_mid': np.float64(1175.0), 'lifetime': np.int64(50), 'annual_cashflow': 148, 'npv': np.float64(1526.8769681617516), 'irr': 0.12561807883191278}] | 19.29115128449096 | 146.92028985507247 | 3557017.543859649 | TRUE | FALSE | 1 | 4.3478260869565215 | 0.0062112 | 0.6211180124223602 | FALSE | FALSE |  | Unknown | boiler with radiators or underfloor heating | oil | boiler with radiators or underfloor heating ¦ oil | TRUE | 0.3999999999999999 | 0.40625 | 0.4120660579912068 | 0.2229135432283858 | 0.6827435821191395 | 0.4189301746012495 | 2 | 80.5 | Detached_2F | 10.988630487917955 | 7.3258 | 8.4629 | D | 4.8 | 36.62876829383591 | 175.81808781041238 | 26.3484 | 26.3484 | 0.1498617140485109 | 3.764057142857143 | 1.5840995639704687 | 2.376149345955703 | boiler_radiators_oil_average_room_heaters_wood_logs | [{'main_heat': 'boiler_radiators_oil', 'main_energy': 'average', 'secondary_heat': 'room_heaters_wood_logs'}] | Cavity wall, as built, no insulation (assumed) | Flat, limited insulation (assumed) | Fully double glazed | cavity_as_built_bands_A_to_E | insulated_roof_12mm | dbl_glz_pre_2003
1002143357 | 122009954 | 9 MENZIES AVENUE | FINTRY | GLASGOW | G63 0YE | 56.05827379999999 | -4.2262 | 2024-12-18 | RdSAP, existing dwelling | 2025-01-14 | 177 | 121 | 5121 | 360 | 71 | C | 98 | A | 76 | C | 100 | A | 27 | Description: Solar photovoltaic panels, 2.5 kWp; Indicative Cost: ¬£3,500 - ¬£5,500; Typical Saving: 389; Energy Rating after improvement: B 82; Environmental Rating after improvement: B 85; Green Deal Eligible: Y ¦ Description: Wind turbine; Indicative Cost: ¬£15,000 - ¬£25,000; Typical Saving: 865; Energy Rating after improvement: A 98; Environmental Rating after improvement: A 100; Green Deal Eligible: Y ¦ Description: Solar water heating; Indicative Cost: ¬£4,000 - ¬£6,000; Typical Saving: 121; Energy Rating after improvement: C 74; Environmental Rating after improvement: C 78; Green Deal Eligible: Y ¦ | Cavity wall, with external insulation ¦ Timber frame, as built, insulated (assumed) ¦ Timber frame, with additional insulation | Good ¦ Very Good ¦ Good | Good ¦ Very Good ¦ Good | Flat, insulated ¦ Pitched, 300 mm loft insulation | Good ¦ Very Good | Good ¦ Very Good | Suspended, insulated | N/A | N/A | Description: Fully triple glazed | Good | Good | Air source heat pump, radiators, electric | Good | Very Good | Time and temperature zone control | Very Good | Very Good | Room heaters, wood logs | N/A | N/A | From main system | Poor | Good | Low energy lighting in all fixed outlets | Very Good | Very Good |  |  |  | 3.3 | 2.9 | 3639 | 3648 | 1137 | 768 | 345 | 345 |  | Description: Biomass secondary heating ¦ Description: Air source heat pump ¦ | 11772 | 2748 | 0 | 0 | 0 |  | 1950-1964 | 2.53 | S01006074 (Strathendrick) | 33 | 2 | 30 | 30 | 100 |  |  | 1 | 5 |  | 5 | Stirling |  | heat pump with radiators or underfloor heating | electricity | 2207 | natural | Single | 100 | triple glazing | 0 | Array: Roof Area: 0%; Connection: not applicable (FGHRS or no PV); ¦ | FALSE | owner-occupied | marketed sale |  | 00RGMB | Forth and Endrick | 0 | Detached | Bungalow | S01013015 (Kippen and Fintry - 01) | 2025-01-14 13:02 | 7614-5422-3209-0348-1292 | 9 MENZIES AVENUE ¦ G63 0YE | [{'description': 'Solar photovoltaic panels, 2.5 kWp', 'cost_min': 3500, 'cost_max': 5500, 'typical_saving': 389, 'energy_rating': 'B 82', 'env_rating': 'B 85', 'green_deal': 'Y'}, {'description': 'Wind turbine', 'cost_min': 15000, 'cost_max': 25000, 'typical_saving': 865, 'energy_rating': 'A 98', 'env_rating': 'A 100', 'green_deal': 'Y'}, {'description': 'Solar water heating', 'cost_min': 4000, 'cost_max': 6000, 'typical_saving': 121, 'energy_rating': 'C 74', 'env_rating': 'C 78', 'green_deal': 'Y'}, {'description': None, 'cost_min': None, 'cost_max': None, 'typical_saving': None, 'energy_rating': None, 'env_rating': None, 'green_deal': None}] | [{'description': 'Cavity wall, with external insulation', 'energy_rating': 'Good', 'env_rating': 'Good'}, {'description': 'Timber frame, as built, insulated (assumed)', 'energy_rating': 'Very Good', 'env_rating': 'Very Good'}, {'description': 'Timber frame, with additional insulation', 'energy_rating': 'Good', 'env_rating': 'Good'}] | [{'description': 'Flat, insulated', 'energy_rating': 'Good', 'env_rating': 'Good'}, {'description': 'Pitched, 300 mm loft insulation', 'energy_rating': 'Very Good', 'env_rating': 'Very Good'}] | [{'description': 'Suspended, insulated', 'energy_rating': 'N/A', 'env_rating': 'N/A'}] | [{'description': 'Description: Fully triple glazed', 'energy_rating': 'Good', 'env_rating': 'Good'}] | [{'description': 'Air source heat pump, radiators, electric', 'energy_rating': 'Good', 'env_rating': 'Very Good'}] | [{'description': 'Time and temperature zone control', 'energy_rating': 'Very Good', 'env_rating': 'Very Good'}] | [{'description': 'Room heaters, wood logs', 'energy_rating': 'N/A', 'env_rating': 'N/A'}] | [{'description': 'From main system', 'energy_rating': 'Poor', 'env_rating': 'Good'}] | [{'description': 'Low energy lighting in all fixed outlets', 'energy_rating': 'Very Good', 'env_rating': 'Very Good'}] | [] | 27 | 24 | 144 | 0.8135593220338984 | 0.3999999999999999 | 0.1212121212121211 | 120 | TRUE | TRUE | TRUE | [{'description': 'Solar photovoltaic panels, 2.5 kWp', 'cost_min': 3500, 'cost_max': 5500, 'typical_saving': 389, 'energy_rating': 'B 82', 'env_rating': 'B 85', 'green_deal': 'Y'}, {'description': 'Wind turbine', 'cost_min': 15000, 'cost_max': 25000, 'typical_saving': 865, 'energy_rating': 'A 98', 'env_rating': 'A 100', 'green_deal': 'Y'}, {'description': 'Solar water heating', 'cost_min': 4000, 'cost_max': 6000, 'typical_saving': 121, 'energy_rating': 'C 74', 'env_rating': 'C 78', 'green_deal': 'Y'}, {'description': None, 'cost_min': None, 'cost_max': None, 'typical_saving': None, 'energy_rating': None, 'env_rating': None, 'green_deal': None}] | 22500 | 36500 | 29500 | 30 | 120 | -27655.3059 | -0.10339 | [{'description': 'Solar photovoltaic panels, 2.5 kWp', 'cost_min': 3500, 'cost_max': 5500, 'typical_saving': 389, 'energy_rating': 'B 82', 'env_rating': 'B 85', 'green_deal': 'Y'}, {'description': 'Wind turbine', 'cost_min': 15000, 'cost_max': 25000, 'typical_saving': 865, 'energy_rating': 'A 98', 'env_rating': 'A 100', 'green_deal': 'Y'}, {'description': 'Solar water heating', 'cost_min': 4000, 'cost_max': 6000, 'typical_saving': 121, 'energy_rating': 'C 74', 'env_rating': 'C 78', 'green_deal': 'Y'}] | [{'description': 'Solar photovoltaic panels, 2.5 kWp', 'capex_mid': np.float64(4500.0), 'lifetime': np.int64(30), 'annual_cashflow': 389, 'npv': np.float64(1479.883449457421), 'irr': 0.07714341080999954}, {'description': 'Wind turbine', 'capex_mid': np.float64(20000.0), 'lifetime': np.int64(30), 'annual_cashflow': 865, 'npv': np.float64(-6702.829861746357), 'irr': 0.017699530010834685}, {'description': 'Solar water heating', 'capex_mid': np.float64(5000.0), 'lifetime': np.int64(30), 'annual_cashflow': 121, 'npv': np.float64(-3139.933425747178), 'irr': -0.0195280359244987}] | 245.83333333333337 | 204.86111111111111 | 73750000.00000001 | TRUE | FALSE | 1 | 4.132231404958678 | 0.0082645 | 0.8264462809917356 | FALSE | FALSE |  | Unknown | heat pump with radiators or underfloor heating | electricity | heat pump with radiators or underfloor heating ¦ electricity | TRUE | 0.3857142857142857 | 0.375 | 0.08272 | 0.31082 | 1 | 0.4331098601374616 | 2 | 60.5 | Detached_2F | 9.526279441628825 | 6.350852961085883 | 7.975426480542941 | D | 5.06 | 31.754264805429415 | 160.6765799154728 | 21.1724 | 21.1724 | 0.13177 | 3.024628571428571 | 1.4200067068922766 | 2.1300100603384147 | air_source_heat_pump_radiators_electric_good_room_heaters_wood_logs | [{'main_heat': 'air_source_heat_pump_radiators_electric', 'main_energy': 'good', 'secondary_heat': 'room_heaters_wood_logs'}] | Cavity wall, with external insulation | Flat, insulated | Fully triple glazed | cavity_external_insulation_band_D | insulated_roof_50mm | triple_glz
1001951854 | 122010023 | ARDTAMFORD | FINTRY | GLASGOW | G63 0XJ | 56.05282399999999 | -4.2206 | 2024-11-21 | RdSAP, existing dwelling | 2024-11-22 | 251 | 125 | 6045 | 1926 | 54 | E | 94 | A | 49 | E | 88 | B | 60 | Description: Floor insulation (suspended floor); Indicative Cost: ¬£800 - ¬£1,200; Typical Saving: 138; Energy Rating after improvement: D 66; Environmental Rating after improvement: D 61; Green Deal Eligible: Y ¦ Description: Floor insulation (solid floor); Indicative Cost: ¬£4,000 - ¬£6,000; Typical Saving: 62; Energy Rating after improvement: D 67; Environmental Rating after improvement: D 63; Green Deal Eligible: Y ¦ Description: Solar photovoltaic panels, 2.5 kWp; Indicative Cost: ¬£3,500 - ¬£5,500; Typical Saving: 403; Energy Rating after improvement: C 78; Environmental Rating after improvement: C 73; Green Deal Eligible: Y ¦ Description: Wind turbine; Indicative Cost: ¬£15,000 - ¬£25,000; Typical Saving: 1025; Energy Rating after improvement: A 94; Environmental Rating after improvement: B 88; Green Deal Eligible: Y ¦ Description: Internal or external wall insulation; Indicative Cost: ¬£4,000 - ¬£14,000; Typical Saving: 362; Energy Rating after improvement: D 63; Environmental Rating after improvement: D 58; Green Deal Eligible: Y ¦ Description: Solar water heating; Indicative Cost: ¬£4,000 - ¬£6,000; Typical Saving: 81; Energy Rating after improvement: C 70; Environmental Rating after improvement: D 66; Green Deal Eligible: Y ¦ | Sandstone or limestone, as built, no insulation (assumed) | Poor | Poor | Pitched, 150 mm loft insulation ¦ Roof room(s), insulated | Good ¦ Good | Good ¦ Good | Solid, no insulation (assumed) ¦ Suspended, no insulation (assumed) | N/A ¦ N/A | N/A ¦ N/A | Description: Fully double glazed | Good | Good | Boiler and radiators, oil | Average | Average | Programmer, room thermostat and TRVs | Good | Good | Room heaters, wood logs | N/A | N/A | From main system | Average | Average | Low energy lighting in all fixed outlets | Very Good | Very Good |  |  |  | 7.4 | 5.2 | 4971 | 3309 | 720 | 456 | 354 | 354 |  | Description: Biomass secondary heating ¦ | 18590 | 2859 | 188 | 0 | 4222 |  | before 1919 | 2.82 | S01006074 (Strathendrick) | 41 | 1 | 11 | 11 | 100 |  |  | 1 | 5 |  | 5 | Stirling |  | boiler with radiators or underfloor heating | oil | 2106 | natural | Single | 100 | double glazing installed during or after 2002 | 0 | Array: Roof Area: 0%; Connection: not applicable (FGHRS or no PV); ¦ | FALSE | owner-occupied | marketed sale |  | 00RGMB | Forth and Endrick | 0 | Detached | House | S01013015 (Kippen and Fintry - 01) | 2024-11-22 09:29 |  | ARDTAMFORD ¦ G63 0XJ | [{'description': 'Floor insulation (suspended floor)', 'cost_min': 800, 'cost_max': 1200, 'typical_saving': 138, 'energy_rating': 'D 66', 'env_rating': 'D 61', 'green_deal': 'Y'}, {'description': 'Floor insulation (solid floor)', 'cost_min': 4000, 'cost_max': 6000, 'typical_saving': 62, 'energy_rating': 'D 67', 'env_rating': 'D 63', 'green_deal': 'Y'}, {'description': 'Solar photovoltaic panels, 2.5 kWp', 'cost_min': 3500, 'cost_max': 5500, 'typical_saving': 403, 'energy_rating': 'C 78', 'env_rating': 'C 73', 'green_deal': 'Y'}, {'description': 'Wind turbine', 'cost_min': 15000, 'cost_max': 25000, 'typical_saving': 1025, 'energy_rating': 'A 94', 'env_rating': 'B 88', 'green_deal': 'Y'}, {'description': 'Internal or external wall insulation', 'cost_min': 4000, 'cost_max': 14000, 'typical_saving': 362, 'energy_rating': 'D 63', 'env_rating': 'D 58', 'green_deal': 'Y'}, {'description': 'Solar water heating', 'cost_min': 4000, 'cost_max': 6000, 'typical_saving': 81, 'energy_rating': 'C 70', 'env_rating': 'D 66', 'green_deal': 'Y'}, {'description': None, 'cost_min': None, 'cost_max': None, 'typical_saving': None, 'energy_rating': None, 'env_rating': None, 'green_deal': None}] | [{'description': 'Sandstone or limestone, as built, no insulation (assumed)', 'energy_rating': 'Poor', 'env_rating': 'Poor'}] | [{'description': 'Pitched, 150 mm loft insulation', 'energy_rating': 'Good', 'env_rating': 'Good'}, {'description': 'Roof room(s), insulated', 'energy_rating': 'Good', 'env_rating': 'Good'}] | [{'description': 'Solid, no insulation (assumed)', 'energy_rating': 'N/A', 'env_rating': 'N/A'}, {'description': 'Suspended, no insulation (assumed)', 'energy_rating': 'N/A', 'env_rating': 'N/A'}] | [{'description': 'Description: Fully double glazed', 'energy_rating': 'Good', 'env_rating': 'Good'}] | [{'description': 'Boiler and radiators, oil', 'energy_rating': 'Average', 'env_rating': 'Average'}] | [{'description': 'Programmer, room thermostat and TRVs', 'energy_rating': 'Good', 'env_rating': 'Good'}] | [{'description': 'Room heaters, wood logs', 'energy_rating': 'N/A', 'env_rating': 'N/A'}] | [{'description': 'From main system', 'energy_rating': 'Average', 'env_rating': 'Average'}] | [{'description': 'Low energy lighting in all fixed outlets', 'energy_rating': 'Very Good', 'env_rating': 'Very Good'}] | [] | 40 | 39 | 210 | 0.8366533864541833 | 2.2 | 0.2972972972972973 | 642 | TRUE | TRUE | TRUE | [{'description': 'Floor insulation (suspended floor)', 'cost_min': 800, 'cost_max': 1200, 'typical_saving': 138, 'energy_rating': 'D 66', 'env_rating': 'D 61', 'green_deal': 'Y'}, {'description': 'Floor insulation (solid floor)', 'cost_min': 4000, 'cost_max': 6000, 'typical_saving': 62, 'energy_rating': 'D 67', 'env_rating': 'D 63', 'green_deal': 'Y'}, {'description': 'Solar photovoltaic panels, 2.5 kWp', 'cost_min': 3500, 'cost_max': 5500, 'typical_saving': 403, 'energy_rating': 'C 78', 'env_rating': 'C 73', 'green_deal': 'Y'}, {'description': 'Wind turbine', 'cost_min': 15000, 'cost_max': 25000, 'typical_saving': 1025, 'energy_rating': 'A 94', 'env_rating': 'B 88', 'green_deal': 'Y'}, {'description': 'Internal or external wall insulation', 'cost_min': 4000, 'cost_max': 14000, 'typical_saving': 362, 'energy_rating': 'D 63', 'env_rating': 'D 58', 'green_deal': 'Y'}, {'description': 'Solar water heating', 'cost_min': 4000, 'cost_max': 6000, 'typical_saving': 81, 'energy_rating': 'C 70', 'env_rating': 'D 66', 'green_deal': 'Y'}, {'description': None, 'cost_min': None, 'cost_max': None, 'typical_saving': None, 'energy_rating': None, 'env_rating': None, 'green_deal': None}] | 31300 | 57700 | 44500 | 36.741573033707866 | 642 | -33876.9212 | -0.031869 | [{'description': 'Floor insulation (suspended floor)', 'cost_min': 800, 'cost_max': 1200, 'typical_saving': 138, 'energy_rating': 'D 66', 'env_rating': 'D 61', 'green_deal': 'Y'}, {'description': 'Floor insulation (solid floor)', 'cost_min': 4000, 'cost_max': 6000, 'typical_saving': 62, 'energy_rating': 'D 67', 'env_rating': 'D 63', 'green_deal': 'Y'}, {'description': 'Solar photovoltaic panels, 2.5 kWp', 'cost_min': 3500, 'cost_max': 5500, 'typical_saving': 403, 'energy_rating': 'C 78', 'env_rating': 'C 73', 'green_deal': 'Y'}, {'description': 'Wind turbine', 'cost_min': 15000, 'cost_max': 25000, 'typical_saving': 1025, 'energy_rating': 'A 94', 'env_rating': 'B 88', 'green_deal': 'Y'}, {'description': 'Internal or external wall insulation', 'cost_min': 4000, 'cost_max': 14000, 'typical_saving': 362, 'energy_rating': 'D 63', 'env_rating': 'D 58', 'green_deal': 'Y'}, {'description': 'Solar water heating', 'cost_min': 4000, 'cost_max': 6000, 'typical_saving': 81, 'energy_rating': 'C 70', 'env_rating': 'D 66', 'green_deal': 'Y'}] | [{'description': 'Floor insulation (suspended floor)', 'capex_mid': np.float64(1000.0), 'lifetime': np.int64(50), 'annual_cashflow': 138, 'npv': np.float64(1519.3177135562275), 'irr': 0.13778277421842544}, {'description': 'Floor insulation (solid floor)', 'capex_mid': np.float64(5000.0), 'lifetime': np.int64(50), 'annual_cashflow': 62, 'npv': np.float64(-3868.1326214457526), 'irr': -0.017351094531191547}, {'description': 'Solar photovoltaic panels, 2.5 kWp', 'capex_mid': np.float64(4500.0), 'lifetime': np.int64(30), 'annual_cashflow': 403, 'npv': np.float64(1695.0977638337802), 'irr': 0.08086760047504615}, {'description': 'Wind turbine', 'capex_mid': np.float64(20000.0), 'lifetime': np.int64(30), 'annual_cashflow': 1025, 'npv': np.float64(-4243.237697445104), 'irr': 0.03034946883631129}, {'description': 'Internal or external wall insulation', 'capex_mid': np.float64(9000.0), 'lifetime': np.int64(50), 'annual_cashflow': 362, 'npv': np.float64(-2391.354983280039), 'irr': 0.03182408358970945}, {'description': 'Solar water heating', 'capex_mid': np.float64(5000.0), 'lifetime': np.int64(30), 'annual_cashflow': 81, 'npv': np.float64(-3754.83146682249), 'irr': -0.041404991457355544}] | 69.31464174454828 | 211.9047619047619 | 20227272.727272727 | TRUE | FALSE | 1 | 4 | 0.008 | 0.8 | FALSE | FALSE |  | Unknown | boiler with radiators or underfloor heating | oil | boiler with radiators or underfloor heating ¦ oil | TRUE | 0.5714285714285714 | 0.60938 | 0 | 0.3215106732348111 | 0.7580893682588596 | 0.5161810776526221 | 2 | 62.5 | Detached_2F | 9.682458365518542 | 6.454972243679028 | 8.027486121839514 | A | 5.64 | 32.27486121839514 | 182.03021727174857 | 22.125 | 22.125 | 0.1215457539501264 | 3.1607142857142856 | 1.4516001023501126 | 2.177400153525169 | boiler_radiators_oil_average_room_heaters_wood_logs | [{'main_heat': 'boiler_radiators_oil', 'main_energy': 'average', 'secondary_heat': 'room_heaters_wood_logs'}] | Sandstone or limestone, as built, no insulation (assumed) | Pitched, 150 mm loft insulation | Fully double glazed | sandstone_limestone_as_built_band_A | insulated_roof_150mm | dbl_glz_pre_2003
1001829069 | 122009867 | 20 CULCREUCH AVENUE | FINTRY | GLASGOW | G63 0YB | 56.0555 | -4.2237 | 2024-11-01 | RdSAP, existing dwelling | 2024-11-01 | 402 | 68 | 5982 | 2682 | 57 | D | 89 | B | 56 | D | 71 | C | 62 | Description: Floor insulation (suspended floor); Indicative Cost: ¬£800 - ¬£1,200; Typical Saving: 188; Energy Rating after improvement: D 61; Environmental Rating after improvement: D 59; Green Deal Eligible: Y ¦ Description: Solar photovoltaic panels, 2.5 kWp; Indicative Cost: ¬£3,500 - ¬£5,500; Typical Saving: 432; Energy Rating after improvement: B 89; Environmental Rating after improvement: C 71; Green Deal Eligible: Y ¦ Description: High heat retention storage heaters and dual immersion cylinder; Indicative Cost: ¬£1,200 - ¬£1,800; Typical Saving: 615; Energy Rating after improvement: C 74; Environmental Rating after improvement: D 55; Green Deal Eligible: Y ¦ Description: Solar water heating; Indicative Cost: ¬£4,000 - ¬£6,000; Typical Saving: 91; Energy Rating after improvement: C 76; Environmental Rating after improvement: D 60; Green Deal Eligible: Y ¦ | Cavity wall, filled cavity | Average | Average | Pitched, 300 mm loft insulation | Very Good | Very Good | Suspended, no insulation (assumed) | N/A | N/A | Description: Fully double glazed | Good | Good | Room heaters, electric | Very Poor | Poor | Programmer and appliance thermostats | Good | Good | Room heaters, wood logs | N/A | N/A | Electric immersion, off-peak | Poor | Poor | Low energy lighting in all fixed outlets | Very Good | Very Good |  |  |  | 4.2 | 1.1 | 4824 | 2559 | 897 | 480 | 261 | 261 | Description: Biomass boiler (Exempted Appliance if in Smoke Control Area) ¦ Description: Air or ground source heat pump ¦ | Description: Biomass secondary heating ¦ | 7292 | 1912 | 0 | 0 | 0 |  | 1950-1964 | 2.42 | S01006074 (Strathendrick) | 282 | 0 | 10 | 10 | 100 |  |  | 1 | 3 |  | 3 | Stirling |  | room heaters | electricity | 2603 | natural | dual | 100 | double glazing installed during or after 2002 | 0 | Array: Roof Area: 0%; Connection: not applicable (FGHRS or no PV); ¦ | FALSE | owner-occupied | marketed sale |  | 00RGMB | Forth and Endrick | 0 | Mid-Terrace | House | S01013015 (Kippen and Fintry - 01) | 2024-11-01 14:16 | 9414-6229-0109-0949-8202 | 20 CULCREUCH AVENUE ¦ G63 0YB | [{'description': 'Floor insulation (suspended floor)', 'cost_min': 800, 'cost_max': 1200, 'typical_saving': 188, 'energy_rating': 'D 61', 'env_rating': 'D 59', 'green_deal': 'Y'}, {'description': 'Solar photovoltaic panels, 2.5 kWp', 'cost_min': 3500, 'cost_max': 5500, 'typical_saving': 432, 'energy_rating': 'B 89', 'env_rating': 'C 71', 'green_deal': 'Y'}, {'description': 'High heat retention storage heaters and dual immersion cylinder', 'cost_min': 1200, 'cost_max': 1800, 'typical_saving': 615, 'energy_rating': 'C 74', 'env_rating': 'D 55', 'green_deal': 'Y'}, {'description': 'Solar water heating', 'cost_min': 4000, 'cost_max': 6000, 'typical_saving': 91, 'energy_rating': 'C 76', 'env_rating': 'D 60', 'green_deal': 'Y'}, {'description': None, 'cost_min': None, 'cost_max': None, 'typical_saving': None, 'energy_rating': None, 'env_rating': None, 'green_deal': None}] | [{'description': 'Cavity wall, filled cavity', 'energy_rating': 'Average', 'env_rating': 'Average'}] | [{'description': 'Pitched, 300 mm loft insulation', 'energy_rating': 'Very Good', 'env_rating': 'Very Good'}] | [{'description': 'Suspended, no insulation (assumed)', 'energy_rating': 'N/A', 'env_rating': 'N/A'}] | [{'description': 'Description: Fully double glazed', 'energy_rating': 'Good', 'env_rating': 'Good'}] | [{'description': 'Room heaters, electric', 'energy_rating': 'Very Poor', 'env_rating': 'Poor'}] | [{'description': 'Programmer and appliance thermostats', 'energy_rating': 'Good', 'env_rating': 'Good'}] | [{'description': 'Room heaters, wood logs', 'energy_rating': 'N/A', 'env_rating': 'N/A'}] | [{'description': 'Electric immersion, off-peak', 'energy_rating': 'Poor', 'env_rating': 'Poor'}] | [{'description': 'Low energy lighting in all fixed outlets', 'energy_rating': 'Very Good', 'env_rating': 'Very Good'}] | [] | 32 | 15 | 120 | 0.2985074626865671 | 3.1 | 0.7380952380952381 | 894 | TRUE | TRUE | TRUE | [{'description': 'Floor insulation (suspended floor)', 'cost_min': 800, 'cost_max': 1200, 'typical_saving': 188, 'energy_rating': 'D 61', 'env_rating': 'D 59', 'green_deal': 'Y'}, {'description': 'Solar photovoltaic panels, 2.5 kWp', 'cost_min': 3500, 'cost_max': 5500, 'typical_saving': 432, 'energy_rating': 'B 89', 'env_rating': 'C 71', 'green_deal': 'Y'}, {'description': 'High heat retention storage heaters and dual immersion cylinder', 'cost_min': 1200, 'cost_max': 1800, 'typical_saving': 615, 'energy_rating': 'C 74', 'env_rating': 'D 55', 'green_deal': 'Y'}, {'description': 'Solar water heating', 'cost_min': 4000, 'cost_max': 6000, 'typical_saving': 91, 'energy_rating': 'C 76', 'env_rating': 'D 60', 'green_deal': 'Y'}, {'description': None, 'cost_min': None, 'cost_max': None, 'typical_saving': None, 'energy_rating': None, 'env_rating': None, 'green_deal': None}] | 9500 | 14500 | 12000 | 30.416666666666668 | 894 | 1742.9712180332494 | 0.062369 | [{'description': 'Floor insulation (suspended floor)', 'cost_min': 800, 'cost_max': 1200, 'typical_saving': 188, 'energy_rating': 'D 61', 'env_rating': 'D 59', 'green_deal': 'Y'}, {'description': 'Solar photovoltaic panels, 2.5 kWp', 'cost_min': 3500, 'cost_max': 5500, 'typical_saving': 432, 'energy_rating': 'B 89', 'env_rating': 'C 71', 'green_deal': 'Y'}, {'description': 'High heat retention storage heaters and dual immersion cylinder', 'cost_min': 1200, 'cost_max': 1800, 'typical_saving': 615, 'energy_rating': 'C 74', 'env_rating': 'D 55', 'green_deal': 'Y'}, {'description': 'Solar water heating', 'cost_min': 4000, 'cost_max': 6000, 'typical_saving': 91, 'energy_rating': 'C 76', 'env_rating': 'D 60', 'green_deal': 'Y'}] | [{'description': 'Floor insulation (suspended floor)', 'capex_mid': np.float64(1000.0), 'lifetime': np.int64(50), 'annual_cashflow': 188, 'npv': np.float64(2432.1139865838463), 'irr': 0.18796580513819383}, {'description': 'Solar photovoltaic panels, 2.5 kWp', 'capex_mid': np.float64(4500.0), 'lifetime': np.int64(30), 'annual_cashflow': 432, 'npv': np.float64(2140.898843613382), 'irr': 0.08844846815113372}, {'description': 'High heat retention storage heaters and dual immersion cylinder', 'capex_mid': np.float64(1500.0), 'lifetime': np.int64(20), 'annual_cashflow': 615, 'npv': np.float64(6164.2593606620885), 'irr': 0.4095724015746418}, {'description': 'Solar water heating', 'capex_mid': np.float64(5000.0), 'lifetime': np.int64(30), 'annual_cashflow': 91, 'npv': np.float64(-3601.106956553663), 'irr': -0.03530941779822294}] | 13.422818791946307 | 100 | 3870967.741935484 | TRUE | TRUE | 1 | 4.411764705882353 | 0.014706 | 1.4705882352941175 | FALSE | FALSE |  | Unknown | room heaters | electricity | room heaters ¦ electricity | TRUE | 0.4571428571428571 | 0.23438 | 0.4735878606140651 | 0.1517241379310344 | 0.68416 | 0.3801971488037056 | 2 | 34 | MidTerrace_2F | 5.830951894845301 | 5.830951894845301 | 7.7155 | D | 4.84 |  |  | 14.3142 | 14.3142 |  | 2.0448857142857144 | 1.1675860323150251 | 1.7513790484725376 | room_heaters_electric_very_poor_room_heaters_wood_logs | [{'main_heat': 'room_heaters_electric', 'main_energy': 'very_poor', 'secondary_heat': 'room_heaters_wood_logs'}] | Cavity wall, filled cavity | Pitched, 300 mm loft insulation | Fully double glazed | cavity_filled_bands_A_to_E | insulated_roof_300mm | dbl_glz_pre_2003
1002313096 | 122009987 | 9 MENZIES CRESCENT | FINTRY | GLASGOW | G63 0YL | 56.0582 | -4.2231 | 2024-10-25 | RdSAP, existing dwelling | 2024-12-11 | 79 | 217 | 7248 | 759 | 88 | B | 90 | B | 89 | B | 91 | B | 13 | Description: Floor insulation (suspended floor); Indicative Cost: ¬£800 - ¬£1,200; Typical Saving: 142; Energy Rating after improvement: B 89; Environmental Rating after improvement: B 90; Green Deal Eligible: Y ¦ Description: Solar water heating; Indicative Cost: ¬£4,000 - ¬£6,000; Typical Saving: 110; Energy Rating after improvement: B 90; Environmental Rating after improvement: B 91; Green Deal Eligible: Y ¦ | Cavity wall, filled cavity | Good | Good | Pitched, 300 mm loft insulation | Very Good | Very Good | Suspended, limited insulation (assumed) ¦ Suspended, no insulation (assumed) | N/A ¦ N/A | N/A ¦ N/A | Description: Fully double glazed | Average | Average | Air source heat pump, radiators, electric | Good | Very Good | Time and temperature zone control | Very Good | Very Good | None | N/A | N/A | From main system | Average | Good | Low energy lighting in all fixed outlets | Very Good | Very Good |  |  |  | 2.9 | 0.5 | 5703 | 5283 | 1062 | 723 | 483 | 483 |  | Description: Air source heat pump ¦ Description: Solar photovoltaics ¦ | 24902 | 2809 | 0 | 0 | 0 |  | 1976-1983 | 2.4 | S01006074 (Strathendrick) | 65 | 2 | 7 | 7 | 100 |  |  | 1 | 5 |  | 5 | Stirling |  | heat pump with radiators or underfloor heating | electricity | 2207 | natural | Single | 100 | double glazing, unknown install date | 0 | Array: Peak Power: 6.6; Orientation: South West; Pitch: 30 degrees; Overshading: modest; Connection: connected to dwelling‚Äôs electricity meter; ¦ | FALSE | owner-occupied | marketed sale |  | 00RGMB | Forth and Endrick | 0 | Detached | House | S01013015 (Kippen and Fintry - 01) | 2024-12-11 15:43 | 6114-9120-0209-0355-3226 | 9 MENZIES CRESCENT ¦ G63 0YL | [{'description': 'Floor insulation (suspended floor)', 'cost_min': 800, 'cost_max': 1200, 'typical_saving': 142, 'energy_rating': 'B 89', 'env_rating': 'B 90', 'green_deal': 'Y'}, {'description': 'Solar water heating', 'cost_min': 4000, 'cost_max': 6000, 'typical_saving': 110, 'energy_rating': 'B 90', 'env_rating': 'B 91', 'green_deal': 'Y'}, {'description': None, 'cost_min': None, 'cost_max': None, 'typical_saving': None, 'energy_rating': None, 'env_rating': None, 'green_deal': None}] | [{'description': 'Cavity wall, filled cavity', 'energy_rating': 'Good', 'env_rating': 'Good'}] | [{'description': 'Pitched, 300 mm loft insulation', 'energy_rating': 'Very Good', 'env_rating': 'Very Good'}] | [{'description': 'Suspended, limited insulation (assumed)', 'energy_rating': 'N/A', 'env_rating': 'N/A'}, {'description': 'Suspended, no insulation (assumed)', 'energy_rating': 'N/A', 'env_rating': 'N/A'}] | [{'description': 'Description: Fully double glazed', 'energy_rating': 'Average', 'env_rating': 'Average'}] | [{'description': 'Air source heat pump, radiators, electric', 'energy_rating': 'Good', 'env_rating': 'Very Good'}] | [{'description': 'Time and temperature zone control', 'energy_rating': 'Very Good', 'env_rating': 'Very Good'}] | [{'description': 'None', 'energy_rating': 'N/A', 'env_rating': 'N/A'}] | [{'description': 'From main system', 'energy_rating': 'Average', 'env_rating': 'Good'}] | [{'description': 'Low energy lighting in all fixed outlets', 'energy_rating': 'Very Good', 'env_rating': 'Very Good'}] | [] | 2 | 2 | 14 | 0.1772151898734177 | 2.4 | 0.8275862068965517 | 253 | TRUE | TRUE | TRUE | [{'description': 'Floor insulation (suspended floor)', 'cost_min': 800, 'cost_max': 1200, 'typical_saving': 142, 'energy_rating': 'B 89', 'env_rating': 'B 90', 'green_deal': 'Y'}, {'description': 'Solar water heating', 'cost_min': 4000, 'cost_max': 6000, 'typical_saving': 110, 'energy_rating': 'B 90', 'env_rating': 'B 91', 'green_deal': 'Y'}, {'description': None, 'cost_min': None, 'cost_max': None, 'typical_saving': None, 'energy_rating': None, 'env_rating': None, 'green_deal': None}] | 4800 | 7200 | 6000 | 33.333333333333336 | 253 | -1951.355 | 0.02077 | [{'description': 'Floor insulation (suspended floor)', 'cost_min': 800, 'cost_max': 1200, 'typical_saving': 142, 'energy_rating': 'B 89', 'env_rating': 'B 90', 'green_deal': 'Y'}, {'description': 'Solar water heating', 'cost_min': 4000, 'cost_max': 6000, 'typical_saving': 110, 'energy_rating': 'B 90', 'env_rating': 'B 91', 'green_deal': 'Y'}] | [{'description': 'Floor insulation (suspended floor)', 'capex_mid': np.float64(1000.0), 'lifetime': np.int64(50), 'annual_cashflow': 142, 'npv': np.float64(1592.341415398437), 'irr': 0.14181269690976528}, {'description': 'Solar water heating', 'capex_mid': np.float64(5000.0), 'lifetime': np.int64(30), 'annual_cashflow': 110, 'npv': np.float64(-3309.0303870428893), 'irr': -0.02495474519501295}] | 23.715415019762847 | 428.57142857142856 | 2500000 | TRUE | FALSE | 1 | 2.3041474654377883 | 0.0046083 | 0.4608294930875576 | FALSE | FALSE |  | Unknown | heat pump with radiators or underfloor heating | electricity | heat pump with radiators or underfloor heating ¦ electricity | TRUE | 0.028571 | 0.03125 | 0.4244695743162737 | 0.6502463054187192 | 0.6779661016949151 | 0.2596252470701011 | 2 | 108.5 | Detached_2F | 12.757350822173072 | 8.504900548115382 | 9.0525 | F | 4.8 | 42.52450274057691 | 204.11761315476917 | 32.6884 | 32.6884 | 0.1601449257356076 | 4.669771428571429 | 1.7644208546661857 | 2.6466312819992783 | air_source_heat_pump_radiators_electric_good_none | [{'main_heat': 'air_source_heat_pump_radiators_electric', 'main_energy': 'good', 'secondary_heat': 'none'}] | Cavity wall, filled cavity | Pitched, 300 mm loft insulation | Fully double glazed | cavity_filled_band_F | insulated_roof_300mm | dbl_glz_pre_2003
1002143351 | 122009947 | 16 MENZIES AVENUE | FINTRY | GLASGOW | G63 0YE | 56.0596 | -4.2243 | 2024-09-22 | RdSAP, existing dwelling | 2024-09-23 | 67 | 183 | 6822 | 1332 | 90 | B | 95 | A | 91 | B | 96 | A | 11 | Description: Room-in-roof insulation; Indicative Cost: ¬£1,500 - ¬£2,700; Typical Saving: 136; Energy Rating after improvement: A 92; Environmental Rating after improvement: A 93; Green Deal Eligible: Y ¦ Description: Floor insulation (solid floor); Indicative Cost: ¬£4,000 - ¬£6,000; Typical Saving: 177; Energy Rating after improvement: A 94; Environmental Rating after improvement: A 94; Green Deal Eligible: Y ¦ Description: Solar water heating; Indicative Cost: ¬£4,000 - ¬£6,000; Typical Saving: 131; Energy Rating after improvement: A 95; Environmental Rating after improvement: A 96; Green Deal Eligible: Y ¦ | Cavity wall, filled cavity ¦ Timber frame, as built, insulated (assumed) | Good ¦ Good | Good ¦ Good | Pitched, limited insulation (assumed) ¦ Roof room(s), ceiling insulated | Poor ¦ Good | Poor ¦ Good | Solid, no insulation (assumed) ¦ To unheated space, no insulation (assumed) | N/A ¦ N/A | N/A ¦ N/A | Description: Fully double glazed | Good | Good | Air source heat pump, radiators, electric | Very Good | Very Good | Programmer, TRVs and bypass | Average | Average | Room heaters, wood logs | N/A | N/A | From main system | Average | Good | Low energy lighting in all fixed outlets | Very Good | Very Good |  |  |  | 2.1 | 0.8 | 4977 | 4047 | 1341 | 939 | 504 | 504 |  | Description: Biomass secondary heating ¦ Description: Air source heat pump ¦ Description: Solar photovoltaics ¦ | 23640 | 2995 | 812 | 0 | 0 |  | 1976-1983 | 2.43 | S01006074 (Strathendrick) | 41 | 1 | 12 | 12 | 100 |  |  | 1 | 6 |  | 6 | Stirling |  | heat pump with radiators or underfloor heating | electricity | 2206 | natural | Single | 100 | double glazing installed during or after 2002 | 0 | Array: Peak Power: 5.28; Orientation: South East; Pitch: 45 degrees; Overshading: none or very little; Connection: connected to dwelling‚Äôs electricity meter; ¦ | FALSE | owner-occupied | none of the above |  | 00RGMB | Forth and Endrick | 0 | Detached | House | S01013015 (Kippen and Fintry - 01) | 2024-09-23 17:20 | 1100-0423-0322-5225-1143 | 16 MENZIES AVENUE ¦ G63 0YE | [{'description': 'Room-in-roof insulation', 'cost_min': 1500, 'cost_max': 2700, 'typical_saving': 136, 'energy_rating': 'A 92', 'env_rating': 'A 93', 'green_deal': 'Y'}, {'description': 'Floor insulation (solid floor)', 'cost_min': 4000, 'cost_max': 6000, 'typical_saving': 177, 'energy_rating': 'A 94', 'env_rating': 'A 94', 'green_deal': 'Y'}, {'description': 'Solar water heating', 'cost_min': 4000, 'cost_max': 6000, 'typical_saving': 131, 'energy_rating': 'A 95', 'env_rating': 'A 96', 'green_deal': 'Y'}, {'description': None, 'cost_min': None, 'cost_max': None, 'typical_saving': None, 'energy_rating': None, 'env_rating': None, 'green_deal': None}] | [{'description': 'Cavity wall, filled cavity', 'energy_rating': 'Good', 'env_rating': 'Good'}, {'description': 'Timber frame, as built, insulated (assumed)', 'energy_rating': 'Good', 'env_rating': 'Good'}] | [{'description': 'Pitched, limited insulation (assumed)', 'energy_rating': 'Poor', 'env_rating': 'Poor'}, {'description': 'Roof room(s), ceiling insulated', 'energy_rating': 'Good', 'env_rating': 'Good'}] | [{'description': 'Solid, no insulation (assumed)', 'energy_rating': 'N/A', 'env_rating': 'N/A'}, {'description': 'To unheated space, no insulation (assumed)', 'energy_rating': 'N/A', 'env_rating': 'N/A'}] | [{'description': 'Description: Fully double glazed', 'energy_rating': 'Good', 'env_rating': 'Good'}] | [{'description': 'Air source heat pump, radiators, electric', 'energy_rating': 'Very Good', 'env_rating': 'Very Good'}] | [{'description': 'Programmer, TRVs and bypass', 'energy_rating': 'Average', 'env_rating': 'Average'}] | [{'description': 'Room heaters, wood logs', 'energy_rating': 'N/A', 'env_rating': 'N/A'}] | [{'description': 'From main system', 'energy_rating': 'Average', 'env_rating': 'Good'}] | [{'description': 'Low energy lighting in all fixed outlets', 'energy_rating': 'Very Good', 'env_rating': 'Very Good'}] | [] | 5 | 5 | 26 | 0.3880597014925373 | 1.3 | 0.6190476190476191 | 444 | TRUE | TRUE | TRUE | [{'description': 'Room-in-roof insulation', 'cost_min': 1500, 'cost_max': 2700, 'typical_saving': 136, 'energy_rating': 'A 92', 'env_rating': 'A 93', 'green_deal': 'Y'}, {'description': 'Floor insulation (solid floor)', 'cost_min': 4000, 'cost_max': 6000, 'typical_saving': 177, 'energy_rating': 'A 94', 'env_rating': 'A 94', 'green_deal': 'Y'}, {'description': 'Solar water heating', 'cost_min': 4000, 'cost_max': 6000, 'typical_saving': 131, 'energy_rating': 'A 95', 'env_rating': 'A 96', 'green_deal': 'Y'}, {'description': None, 'cost_min': None, 'cost_max': None, 'typical_saving': None, 'energy_rating': None, 'env_rating': None, 'green_deal': None}] | 9500 | 14700 | 12100 | 41.735537190082646 | 444 | -4421.3006 | 0.021116 | [{'description': 'Room-in-roof insulation', 'cost_min': 1500, 'cost_max': 2700, 'typical_saving': 136, 'energy_rating': 'A 92', 'env_rating': 'A 93', 'green_deal': 'Y'}, {'description': 'Floor insulation (solid floor)', 'cost_min': 4000, 'cost_max': 6000, 'typical_saving': 177, 'energy_rating': 'A 94', 'env_rating': 'A 94', 'green_deal': 'Y'}, {'description': 'Solar water heating', 'cost_min': 4000, 'cost_max': 6000, 'typical_saving': 131, 'energy_rating': 'A 95', 'env_rating': 'A 96', 'green_deal': 'Y'}] | [{'description': 'Room-in-roof insulation', 'capex_mid': np.float64(2100.0), 'lifetime': np.int64(50), 'annual_cashflow': 136, 'npv': np.float64(382.8058626351232), 'irr': 0.06148354772690512}, {'description': 'Floor insulation (solid floor)', 'capex_mid': np.float64(5000.0), 'lifetime': np.int64(50), 'annual_cashflow': 177, 'npv': np.float64(-1768.7011934822303), 'irr': 0.025201251677896996}, {'description': 'Solar water heating', 'capex_mid': np.float64(5000.0), 'lifetime': np.int64(30), 'annual_cashflow': 131, 'npv': np.float64(-2986.208915478349), 'irr': -0.014881217474780328}] | 27.25225225225225 | 465.38461538461536 | 9307692.307692308 | TRUE | FALSE | 1 | 3.278688524590164 | 0.0054645 | 0.54645 | FALSE | FALSE |  | Unknown | heat pump with radiators or underfloor heating | electricity | heat pump with radiators or underfloor heating ¦ electricity | TRUE | 0.071429 | 0.078125 | 0.3916301645890422 | 0.7061007957559681 | 0.7087353324641459 | 0.2962545071204927 | 2 | 91.5 | Detached_2F | 11.71537451385998 | 7.810249675906654 | 8.705124837953328 | F | 4.86 | 39.05124837953326 | 189.78906712453167 | 28.4316 | 28.4316 | 0.1498063109259311 | 4.061657142857142 | 1.645530743733288 | 2.468296115599932 | air_source_heat_pump_radiators_electric_very_good_room_heaters_wood_logs | [{'main_heat': 'air_source_heat_pump_radiators_electric', 'main_energy': 'very_good', 'secondary_heat': 'room_heaters_wood_logs'}] | Cavity wall, filled cavity | Pitched, limited insulation (assumed) | Fully double glazed | cavity_filled_band_F | insulated_roof_12mm | dbl_glz_pre_2003
1001870854 | 122063434 | THE BYRE 3 KILUNAN STEADING | FINTRY | GLASGOW | G63 0YH | 56.056 | -4.2304 | 2024-09-12 | RdSAP, existing dwelling | 2024-11-05 | 326 | 144 | 12360 | 7536 | 22 | F | 75 | C | 45 | E | 85 | B | 63 | Description: Room-in-roof insulation; Indicative Cost: ¬£1,500 - ¬£2,700; Typical Saving: 1590; Energy Rating after improvement: E 50; Environmental Rating after improvement: D 67; Green Deal Eligible: Y ¦ Description: Internal or external wall insulation; Indicative Cost: ¬£4,000 - ¬£14,000; Typical Saving: 489; Energy Rating after improvement: D 61; Environmental Rating after improvement: C 74; Green Deal Eligible: Y ¦ Description: Low energy lighting for all fixed outlets; Indicative Cost: ¬£20; Typical Saving: 49; Energy Rating after improvement: D 66; Environmental Rating after improvement: C 77; Green Deal Eligible: N ¦ Description: Solar water heating; Indicative Cost: ¬£4,000 - ¬£6,000; Typical Saving: 76; Energy Rating after improvement: D 68; Environmental Rating after improvement: C 79; Green Deal Eligible: Y ¦ Description: Flat roof insulation; Indicative Cost: ¬£850 - ¬£1,500; Typical Saving: 112; Energy Rating after improvement: F 23; Environmental Rating after improvement: E 46; Green Deal Eligible: Y ¦ Description: Floor insulation (solid floor); Indicative Cost: ¬£4,000 - ¬£6,000; Typical Saving: 196; Energy Rating after improvement: D 65; Environmental Rating after improvement: C 77; Green Deal Eligible: Y ¦ Description: Solar photovoltaic panels, 2.5 kWp; Indicative Cost: ¬£3,500 - ¬£5,500; Typical Saving: 403; Energy Rating after improvement: C 75; Environmental Rating after improvement: B 85; Green Deal Eligible: Y ¦ | Sandstone or limestone, as built, no insulation (assumed) | Poor | Poor | Roof room(s), no insulation (assumed) | Very Poor | Very Poor | Solid, no insulation (assumed) | N/A | N/A | Description: Fully double glazed | Good | Good | Boiler and radiators, LPG | Poor | Good | Programmer, room thermostat and TRVs | Good | Good | Room heaters, wood logs | N/A | N/A | From main system | Poor | Good | Low energy lighting in 50% of fixed outlets | Good | Good |  |  |  | 9 | 6.4 | 11127 | 4008 | 657 | 432 | 576 | 384 |  | Description: Biomass secondary heating ¦ | 33248 | 2102 | 0 | 0 | 3631 |  | before 1919 | 2.2 | S01006072 (Strathendrick) | 90 | 0 | 8 | 4 | 50 |  |  | 1 | 4 |  | 4 | Stirling |  | boiler with radiators or underfloor heating | lpg | 2106 | natural | Single | 100 | double glazing installed during or after 2002 | 0 | Array: Roof Area: 0%; Connection: not applicable (FGHRS or no PV); ¦ | FALSE | owner-occupied | marketed sale |  | 00RGMB | Forth and Endrick | 0 | Semi-Detached | House | S01013015 (Kippen and Fintry - 01) | 2024-11-05 16:41 | 0180-2402-5110-2794-8821 | THE BYRE 3 KILUNAN STEADING ¦ G63 0YH | [{'description': 'Room-in-roof insulation', 'cost_min': 1500, 'cost_max': 2700, 'typical_saving': 1590, 'energy_rating': 'E 50', 'env_rating': 'D 67', 'green_deal': 'Y'}, {'description': 'Internal or external wall insulation', 'cost_min': 4000, 'cost_max': 14000, 'typical_saving': 489, 'energy_rating': 'D 61', 'env_rating': 'C 74', 'green_deal': 'Y'}, {'description': 'Low energy lighting for all fixed outlets', 'cost_min': None, 'cost_max': None, 'typical_saving': 49, 'energy_rating': 'D 66', 'env_rating': 'C 77', 'green_deal': 'N'}, {'description': 'Solar water heating', 'cost_min': 4000, 'cost_max': 6000, 'typical_saving': 76, 'energy_rating': 'D 68', 'env_rating': 'C 79', 'green_deal': 'Y'}, {'description': 'Flat roof insulation', 'cost_min': 850, 'cost_max': 1500, 'typical_saving': 112, 'energy_rating': 'F 23', 'env_rating': 'E 46', 'green_deal': 'Y'}, {'description': 'Floor insulation (solid floor)', 'cost_min': 4000, 'cost_max': 6000, 'typical_saving': 196, 'energy_rating': 'D 65', 'env_rating': 'C 77', 'green_deal': 'Y'}, {'description': 'Solar photovoltaic panels, 2.5 kWp', 'cost_min': 3500, 'cost_max': 5500, 'typical_saving': 403, 'energy_rating': 'C 75', 'env_rating': 'B 85', 'green_deal': 'Y'}, {'description': None, 'cost_min': None, 'cost_max': None, 'typical_saving': None, 'energy_rating': None, 'env_rating': None, 'green_deal': None}] | [{'description': 'Sandstone or limestone, as built, no insulation (assumed)', 'energy_rating': 'Poor', 'env_rating': 'Poor'}] | [{'description': 'Roof room(s), no insulation (assumed)', 'energy_rating': 'Very Poor', 'env_rating': 'Very Poor'}] | [{'description': 'Solid, no insulation (assumed)', 'energy_rating': 'N/A', 'env_rating': 'N/A'}] | [{'description': 'Description: Fully double glazed', 'energy_rating': 'Good', 'env_rating': 'Good'}] | [{'description': 'Boiler and radiators, LPG', 'energy_rating': 'Poor', 'env_rating': 'Good'}] | [{'description': 'Programmer, room thermostat and TRVs', 'energy_rating': 'Good', 'env_rating': 'Good'}] | [{'description': 'Room heaters, wood logs', 'energy_rating': 'N/A', 'env_rating': 'N/A'}] | [{'description': 'From main system', 'energy_rating': 'Poor', 'env_rating': 'Good'}] | [{'description': 'Low energy lighting in 50% of fixed outlets', 'energy_rating': 'Good', 'env_rating': 'Good'}] | [] | 53 | 40 | 236 | 0.7239263803680982 | 2.5999999999999996 | 0.2888888888888888 | 2512 | TRUE | TRUE | TRUE | [{'description': 'Room-in-roof insulation', 'cost_min': 1500, 'cost_max': 2700, 'typical_saving': 1590, 'energy_rating': 'E 50', 'env_rating': 'D 67', 'green_deal': 'Y'}, {'description': 'Internal or external wall insulation', 'cost_min': 4000, 'cost_max': 14000, 'typical_saving': 489, 'energy_rating': 'D 61', 'env_rating': 'C 74', 'green_deal': 'Y'}, {'description': 'Low energy lighting for all fixed outlets', 'cost_min': None, 'cost_max': None, 'typical_saving': 49, 'energy_rating': 'D 66', 'env_rating': 'C 77', 'green_deal': 'N'}, {'description': 'Solar water heating', 'cost_min': 4000, 'cost_max': 6000, 'typical_saving': 76, 'energy_rating': 'D 68', 'env_rating': 'C 79', 'green_deal': 'Y'}, {'description': 'Flat roof insulation', 'cost_min': 850, 'cost_max': 1500, 'typical_saving': 112, 'energy_rating': 'F 23', 'env_rating': 'E 46', 'green_deal': 'Y'}, {'description': 'Floor insulation (solid floor)', 'cost_min': 4000, 'cost_max': 6000, 'typical_saving': 196, 'energy_rating': 'D 65', 'env_rating': 'C 77', 'green_deal': 'Y'}, {'description': 'Solar photovoltaic panels, 2.5 kWp', 'cost_min': 3500, 'cost_max': 5500, 'typical_saving': 403, 'energy_rating': 'C 75', 'env_rating': 'B 85', 'green_deal': 'Y'}, {'description': None, 'cost_min': None, 'cost_max': None, 'typical_saving': None, 'energy_rating': None, 'env_rating': None, 'green_deal': None}] | 17850 | 35700 | 26775 | 42.90382819794584 | 2512 | 16992.09743422586 | 0.09144 | [{'description': 'Room-in-roof insulation', 'cost_min': 1500, 'cost_max': 2700, 'typical_saving': 1590, 'energy_rating': 'E 50', 'env_rating': 'D 67', 'green_deal': 'Y'}, {'description': 'Internal or external wall insulation', 'cost_min': 4000, 'cost_max': 14000, 'typical_saving': 489, 'energy_rating': 'D 61', 'env_rating': 'C 74', 'green_deal': 'Y'}, {'description': 'Low energy lighting for all fixed outlets', 'cost_min': None, 'cost_max': None, 'typical_saving': 49, 'energy_rating': 'D 66', 'env_rating': 'C 77', 'green_deal': 'N'}, {'description': 'Solar water heating', 'cost_min': 4000, 'cost_max': 6000, 'typical_saving': 76, 'energy_rating': 'D 68', 'env_rating': 'C 79', 'green_deal': 'Y'}, {'description': 'Flat roof insulation', 'cost_min': 850, 'cost_max': 1500, 'typical_saving': 112, 'energy_rating': 'F 23', 'env_rating': 'E 46', 'green_deal': 'Y'}, {'description': 'Floor insulation (solid floor)', 'cost_min': 4000, 'cost_max': 6000, 'typical_saving': 196, 'energy_rating': 'D 65', 'env_rating': 'C 77', 'green_deal': 'Y'}, {'description': 'Solar photovoltaic panels, 2.5 kWp', 'cost_min': 3500, 'cost_max': 5500, 'typical_saving': 403, 'energy_rating': 'C 75', 'env_rating': 'B 85', 'green_deal': 'Y'}] | [{'description': 'Room-in-roof insulation', 'capex_mid': np.float64(2100.0), 'lifetime': np.int64(50), 'annual_cashflow': 1590, 'npv': np.float64(26926.921482278278), 'irr': 0.7571428571424197}, {'description': 'Internal or external wall insulation', 'capex_mid': np.float64(9000.0), 'lifetime': np.int64(50), 'annual_cashflow': 489, 'npv': np.float64(-72.85244978988837), 'irr': 0.049475376036294705}, {'description': 'Low energy lighting for all fixed outlets', 'capex_mid': nan, 'lifetime': np.int64(20), 'annual_cashflow': 49, 'npv': nan, 'irr': nan}, {'description': 'Solar water heating', 'capex_mid': np.float64(5000.0), 'lifetime': np.int64(30), 'annual_cashflow': 76, 'npv': np.float64(-3831.6937219569045), 'irr': -0.044665010828428775}, {'description': 'Flat roof insulation', 'capex_mid': np.float64(1175.0), 'lifetime': np.int64(50), 'annual_cashflow': 112, 'npv': np.float64(869.663651581866), 'irr': 0.09426461038876988}, {'description': 'Floor insulation (solid floor)', 'capex_mid': np.float64(5000.0), 'lifetime': np.int64(50), 'annual_cashflow': 196, 'npv': np.float64(-1421.8386097317352), 'irr': 0.030452386105933815}, {'description': 'Solar photovoltaic panels, 2.5 kWp', 'capex_mid': np.float64(4500.0), 'lifetime': np.int64(30), 'annual_cashflow': 403, 'npv': np.float64(1695.0977638337802), 'irr': 0.08086760047504615}] | 10.658837579617837 | 113.45338983050848 | 10298076.923076926 | TRUE | TRUE | 1 | 2.7777777777777777 | 0.0069444 | 0.6944444444444444 | FALSE | FALSE |  | Unknown | boiler with radiators or underfloor heating | lpg | boiler with radiators or underfloor heating ¦ lpg | TRUE | 0.7571428571428571 | 0.625 | 0.6763341512386276 | 0.1721361776738749 | 0.7132116471099521 | 0.6150784459842938 | 2 | 72 | SemiDetached_2F | 8.4853 | 8.4853 | 9.0426 | A | 4.4 | 25.4558 | 112.0057 | 24.443 | 24.443 | 0.2182299375382415 | 3.491857142857143 | 1.5257472798287277 | 2.2886209197430913 | boiler_radiators_lpg_poor_room_heaters_wood_logs | [{'main_heat': 'boiler_radiators_lpg', 'main_energy': 'poor', 'secondary_heat': 'room_heaters_wood_logs'}] | Sandstone or limestone, as built, no insulation (assumed) | Roof room(s), no insulation (assumed) | Fully double glazed | sandstone_limestone_as_built_band_A | uninsulated_roof | dbl_glz_pre_2003
1001870864 | 122059813 | EASTER GLENBOIG MILL COTTAGE | FINTRY | GLASGOW | G63 0YH | 56.0569 | -4.2255 | 2024-07-09 | RdSAP, existing dwelling | 2024-07-09 | 111 | 129 | 3999 | 402 | 82 | B | 107 | A | 83 | B | 106 | A | 19 | Description: Solar photovoltaic panels, 2.5 kWp; Indicative Cost: ¬£3,500 - ¬£5,500; Typical Saving: 461; Energy Rating after improvement: B 91; Environmental Rating after improvement: A 92; Green Deal Eligible: Y ¦ Description: Wind turbine; Indicative Cost: ¬£15,000 - ¬£25,000; Typical Saving: 1025; Energy Rating after improvement: A 107; Environmental Rating after improvement: A 106; Green Deal Eligible: Y ¦ Description: Replacement glazing units; Indicative Cost: ¬£1,000 - ¬£1,400; Typical Saving: 134; Energy Rating after improvement: B 83; Environmental Rating after improvement: B 85; Green Deal Eligible: Y ¦ | Granite or whinstone, with internal insulation ¦ Timber frame, as built, insulated (assumed) | Good ¦ Very Good | Good ¦ Very Good | Roof room(s), insulated | Good | Good | Solid, insulated | N/A | N/A | Description: Fully double glazed | Average | Average | Air source heat pump, radiators, electric | Very Good | Very Good | Programmer, TRVs and bypass | Average | Average | Room heaters, wood logs | N/A | N/A | From main system | Good | Very Good | Low energy lighting in all fixed outlets | Very Good | Very Good |  |  |  | 2.4 | 2.9 | 2736 | 2334 | 861 | 861 | 402 | 402 |  | Description: Biomass secondary heating ¦ Description: Air source heat pump ¦ | 12680 | 2821 | 0 | 0 | 0 |  | before 1919 | 2.2 | S01006072 (Strathendrick) | -24 | 1 | 14 | 14 | 100 |  |  | 2 | 7 |  | 7 | Stirling |  | heat pump with radiators or underfloor heating | electricity | 2206 | natural | Single | 100 | double glazing installed before 2002 | 0 | Array: Roof Area: 0%; Connection: not applicable (FGHRS or no PV); ¦ | FALSE | owner-occupied | none of the above |  | 00RGMB | Forth and Endrick | 0 | Semi-Detached | House | S01013015 (Kippen and Fintry - 01) | 2024-07-09 12:07 | 0180-2401-6130-2704-2811 | EASTER GLENBOIG MILL COTTAGE ¦ G63 0YH | [{'description': 'Solar photovoltaic panels, 2.5 kWp', 'cost_min': 3500, 'cost_max': 5500, 'typical_saving': 461, 'energy_rating': 'B 91', 'env_rating': 'A 92', 'green_deal': 'Y'}, {'description': 'Wind turbine', 'cost_min': 15000, 'cost_max': 25000, 'typical_saving': 1025, 'energy_rating': 'A 107', 'env_rating': 'A 106', 'green_deal': 'Y'}, {'description': 'Replacement glazing units', 'cost_min': 1000, 'cost_max': 1400, 'typical_saving': 134, 'energy_rating': 'B 83', 'env_rating': 'B 85', 'green_deal': 'Y'}, {'description': None, 'cost_min': None, 'cost_max': None, 'typical_saving': None, 'energy_rating': None, 'env_rating': None, 'green_deal': None}] | [{'description': 'Granite or whinstone, with internal insulation', 'energy_rating': 'Good', 'env_rating': 'Good'}, {'description': 'Timber frame, as built, insulated (assumed)', 'energy_rating': 'Very Good', 'env_rating': 'Very Good'}] | [{'description': 'Roof room(s), insulated', 'energy_rating': 'Good', 'env_rating': 'Good'}] | [{'description': 'Solid, insulated', 'energy_rating': 'N/A', 'env_rating': 'N/A'}] | [{'description': 'Description: Fully double glazed', 'energy_rating': 'Average', 'env_rating': 'Average'}] | [{'description': 'Air source heat pump, radiators, electric', 'energy_rating': 'Very Good', 'env_rating': 'Very Good'}] | [{'description': 'Programmer, TRVs and bypass', 'energy_rating': 'Average', 'env_rating': 'Average'}] | [{'description': 'Room heaters, wood logs', 'energy_rating': 'N/A', 'env_rating': 'N/A'}] | [{'description': 'From main system', 'energy_rating': 'Good', 'env_rating': 'Very Good'}] | [{'description': 'Low energy lighting in all fixed outlets', 'energy_rating': 'Very Good', 'env_rating': 'Very Good'}] | [] | 25 | 23 | 135 | 1.2162162162162162 | -0.5 | -0.20833 | 134 | TRUE | TRUE | FALSE | [{'description': 'Solar photovoltaic panels, 2.5 kWp', 'cost_min': 3500, 'cost_max': 5500, 'typical_saving': 461, 'energy_rating': 'B 91', 'env_rating': 'A 92', 'green_deal': 'Y'}, {'description': 'Wind turbine', 'cost_min': 15000, 'cost_max': 25000, 'typical_saving': 1025, 'energy_rating': 'A 107', 'env_rating': 'A 106', 'green_deal': 'Y'}, {'description': 'Replacement glazing units', 'cost_min': 1000, 'cost_max': 1400, 'typical_saving': 134, 'energy_rating': 'B 83', 'env_rating': 'B 85', 'green_deal': 'Y'}, {'description': None, 'cost_min': None, 'cost_max': None, 'typical_saving': None, 'energy_rating': None, 'env_rating': None, 'green_deal': None}] | 19500 | 31900 | 25700 | 29.766536964980546 | 134 | -23671.0961 | -0.097749 | [{'description': 'Solar photovoltaic panels, 2.5 kWp', 'cost_min': 3500, 'cost_max': 5500, 'typical_saving': 461, 'energy_rating': 'B 91', 'env_rating': 'A 92', 'green_deal': 'Y'}, {'description': 'Wind turbine', 'cost_min': 15000, 'cost_max': 25000, 'typical_saving': 1025, 'energy_rating': 'A 107', 'env_rating': 'A 106', 'green_deal': 'Y'}, {'description': 'Replacement glazing units', 'cost_min': 1000, 'cost_max': 1400, 'typical_saving': 134, 'energy_rating': 'B 83', 'env_rating': 'B 85', 'green_deal': 'Y'}] | [{'description': 'Solar photovoltaic panels, 2.5 kWp', 'capex_mid': np.float64(4500.0), 'lifetime': np.int64(30), 'annual_cashflow': 461, 'npv': np.float64(2586.6999233929837), 'irr': 0.09587261691685267}, {'description': 'Wind turbine', 'capex_mid': np.float64(20000.0), 'lifetime': np.int64(30), 'annual_cashflow': 1025, 'npv': np.float64(-4243.237697445104), 'irr': 0.03034946883631129}, {'description': 'Replacement glazing units', 'capex_mid': np.float64(1200.0), 'lifetime': np.int64(25), 'annual_cashflow': 134, 'npv': np.float64(688.5885718499967), 'irr': 0.10176526606392455}] | 191.7910447761194 | 190.3703703703704 | -51400000 | TRUE | FALSE | 1 | 5.426356589147287 | 0.015504 | 1.550387596899225 | FALSE | FALSE |  | Unknown | heat pump with radiators or underfloor heating | electricity | heat pump with radiators or underfloor heating ¦ electricity | TRUE | 0.3571428571428571 | 0.35938 | 0.1356925731347374 | 0.2888378033205619 | 0.4343502824858755 | 0.3370028273272965 | 2 | 64.5 | SemiDetached_2F | 8.031189202104505 | 8.031189202104505 | 8.815594601052252 | A | 4.4 | 24.093567606313513 | 106.01169746777948 | 22.613 | 27.1356 | 0.2559679794604498 | 3.876514285714286 | 1.6076 | 2.411383716576735 | air_source_heat_pump_radiators_electric_very_good_room_heaters_wood_logs | [{'main_heat': 'air_source_heat_pump_radiators_electric', 'main_energy': 'very_good', 'secondary_heat': 'room_heaters_wood_logs'}] | Granite or whinstone, with internal insulation | Roof room(s), insulated | Fully double glazed | granite_whinstone_internal_insulation_band_A | insulated_roof_50mm | dbl_glz_pre_2003
1002143293 | 122009946 | 15 MENZIES AVENUE | FINTRY | GLASGOW | G63 0YE | 56.05959499999999 | -4.225 | 2024-06-20 | RdSAP, existing dwelling | 2024-06-28 | 738 | 154 | 20961 | 11265 | 30 | F | 74 | C | 17 | G | 51 | E | 125 | Description: Increase hot water cylinder insulation; Indicative Cost: ¬£15 - ¬£30; Typical Saving: 100; Energy Rating after improvement: E 53; Environmental Rating after improvement: F 36; Green Deal Eligible: Y ¦ Description: Room-in-roof insulation; Indicative Cost: ¬£1,500 - ¬£2,700; Typical Saving: 1621; Energy Rating after improvement: E 45; Environmental Rating after improvement: F 30; Green Deal Eligible: Y ¦ Description: Floor insulation (solid floor); Indicative Cost: ¬£4,000 - ¬£6,000; Typical Saving: 603; Energy Rating after improvement: E 52; Environmental Rating after improvement: F 35; Green Deal Eligible: Y ¦ Description: Low energy lighting for all fixed outlets; Indicative Cost: ¬£25; Typical Saving: 54; Energy Rating after improvement: E 54; Environmental Rating after improvement: F 36; Green Deal Eligible: N ¦ Description: High heat retention storage heaters and dual immersion cylinder; Indicative Cost: ¬£2,400 - ¬£3,600; Typical Saving: 1089; Energy Rating after improvement: D 66; Environmental Rating after improvement: E 43; Green Deal Eligible: Y ¦ Description: Flat roof insulation; Indicative Cost: ¬£850 - ¬£1,500; Typical Saving: 166; Energy Rating after improvement: F 31; Environmental Rating after improvement: G 18; Green Deal Eligible: Y ¦ Description: Solar water heating; Indicative Cost: ¬£4,000 - ¬£6,000; Typical Saving: 122; Energy Rating after improvement: D 67; Environmental Rating after improvement: E 46; Green Deal Eligible: Y ¦ Description: Solar photovoltaic panels, 2.5 kWp; Indicative Cost: ¬£3,500 - ¬£5,500; Typical Saving: 496; Energy Rating after improvement: C 74; Environmental Rating after improvement: E 51; Green Deal Eligible: Y ¦ | Cavity wall, filled cavity | Average | Average | Flat, limited insulation (assumed) ¦ Roof room(s), ceiling insulated | Poor ¦ Poor | Poor ¦ Poor | Solid, no insulation (assumed) | N/A | N/A | Description: Mostly double glazing | Average | Average | Electric storage heaters | Average | Very Poor | Manual charge control | Poor | Poor | Room heaters, electric | N/A | N/A | Electric immersion, off-peak | Very Poor | Poor | Low energy lighting in 55% of fixed outlets | Good | Good |  |  |  | 19 | 10.2 | 17988 | 8484 | 2211 | 687 | 762 | 525 | Description: Biomass boiler (Exempted Appliance if in Smoke Control Area) ¦ Description: Air or ground source heat pump ¦ |  | 33492 | 2706 | 1523 | 0 | 0 |  | 1950-1964 | 2.4 | S01006074 (Strathendrick) | 338 | 1 | 11 | 6 | 55 |  |  | 1 | 6 |  | 6 | Stirling |  | electric storage heaters | electricity | 2401 | natural | dual | 90 | double glazing installed before 2002 | 0 | Array: Roof Area: 0%; Connection: not applicable (FGHRS or no PV); ¦ | FALSE | owner-occupied | marketed sale |  | 00RGMB | Forth and Endrick | 0 | Detached | House | S01013015 (Kippen and Fintry - 01) | 2024-06-28 11:09 | 0120-2330-9260-2424-4125 | 15 MENZIES AVENUE ¦ G63 0YE | [{'description': 'Increase hot water cylinder insulation', 'cost_min': 15, 'cost_max': 30, 'typical_saving': 100, 'energy_rating': 'E 53', 'env_rating': 'F 36', 'green_deal': 'Y'}, {'description': 'Room-in-roof insulation', 'cost_min': 1500, 'cost_max': 2700, 'typical_saving': 1621, 'energy_rating': 'E 45', 'env_rating': 'F 30', 'green_deal': 'Y'}, {'description': 'Floor insulation (solid floor)', 'cost_min': 4000, 'cost_max': 6000, 'typical_saving': 603, 'energy_rating': 'E 52', 'env_rating': 'F 35', 'green_deal': 'Y'}, {'description': 'Low energy lighting for all fixed outlets', 'cost_min': None, 'cost_max': None, 'typical_saving': 54, 'energy_rating': 'E 54', 'env_rating': 'F 36', 'green_deal': 'N'}, {'description': 'High heat retention storage heaters and dual immersion cylinder', 'cost_min': 2400, 'cost_max': 3600, 'typical_saving': 1089, 'energy_rating': 'D 66', 'env_rating': 'E 43', 'green_deal': 'Y'}, {'description': 'Flat roof insulation', 'cost_min': 850, 'cost_max': 1500, 'typical_saving': 166, 'energy_rating': 'F 31', 'env_rating': 'G 18', 'green_deal': 'Y'}, {'description': 'Solar water heating', 'cost_min': 4000, 'cost_max': 6000, 'typical_saving': 122, 'energy_rating': 'D 67', 'env_rating': 'E 46', 'green_deal': 'Y'}, {'description': 'Solar photovoltaic panels, 2.5 kWp', 'cost_min': 3500, 'cost_max': 5500, 'typical_saving': 496, 'energy_rating': 'C 74', 'env_rating': 'E 51', 'green_deal': 'Y'}, {'description': None, 'cost_min': None, 'cost_max': None, 'typical_saving': None, 'energy_rating': None, 'env_rating': None, 'green_deal': None}] | [{'description': 'Cavity wall, filled cavity', 'energy_rating': 'Average', 'env_rating': 'Average'}] | [{'description': 'Flat, limited insulation (assumed)', 'energy_rating': 'Poor', 'env_rating': 'Poor'}, {'description': 'Roof room(s), ceiling insulated', 'energy_rating': 'Poor', 'env_rating': 'Poor'}] | [{'description': 'Solid, no insulation (assumed)', 'energy_rating': 'N/A', 'env_rating': 'N/A'}] | [{'description': 'Description: Mostly double glazing', 'energy_rating': 'Average', 'env_rating': 'Average'}] | [{'description': 'Electric storage heaters', 'energy_rating': 'Average', 'env_rating': 'Very Poor'}] | [{'description': 'Manual charge control', 'energy_rating': 'Poor', 'env_rating': 'Poor'}] | [{'description': 'Room heaters, electric', 'energy_rating': 'N/A', 'env_rating': 'N/A'}] | [{'description': 'Electric immersion, off-peak', 'energy_rating': 'Very Poor', 'env_rating': 'Poor'}] | [{'description': 'Low energy lighting in 55% of fixed outlets', 'energy_rating': 'Good', 'env_rating': 'Good'}] | [] | 44 | 34 | 400 | 0.5420054200542005 | 8.8 | 0.4631578947368421 | 3755 | TRUE | TRUE | TRUE | [{'description': 'Increase hot water cylinder insulation', 'cost_min': 15, 'cost_max': 30, 'typical_saving': 100, 'energy_rating': 'E 53', 'env_rating': 'F 36', 'green_deal': 'Y'}, {'description': 'Room-in-roof insulation', 'cost_min': 1500, 'cost_max': 2700, 'typical_saving': 1621, 'energy_rating': 'E 45', 'env_rating': 'F 30', 'green_deal': 'Y'}, {'description': 'Floor insulation (solid floor)', 'cost_min': 4000, 'cost_max': 6000, 'typical_saving': 603, 'energy_rating': 'E 52', 'env_rating': 'F 35', 'green_deal': 'Y'}, {'description': 'Low energy lighting for all fixed outlets', 'cost_min': None, 'cost_max': None, 'typical_saving': 54, 'energy_rating': 'E 54', 'env_rating': 'F 36', 'green_deal': 'N'}, {'description': 'High heat retention storage heaters and dual immersion cylinder', 'cost_min': 2400, 'cost_max': 3600, 'typical_saving': 1089, 'energy_rating': 'D 66', 'env_rating': 'E 43', 'green_deal': 'Y'}, {'description': 'Flat roof insulation', 'cost_min': 850, 'cost_max': 1500, 'typical_saving': 166, 'energy_rating': 'F 31', 'env_rating': 'G 18', 'green_deal': 'Y'}, {'description': 'Solar water heating', 'cost_min': 4000, 'cost_max': 6000, 'typical_saving': 122, 'energy_rating': 'D 67', 'env_rating': 'E 46', 'green_deal': 'Y'}, {'description': 'Solar photovoltaic panels, 2.5 kWp', 'cost_min': 3500, 'cost_max': 5500, 'typical_saving': 496, 'energy_rating': 'C 74', 'env_rating': 'E 51', 'green_deal': 'Y'}, {'description': None, 'cost_min': None, 'cost_max': None, 'typical_saving': None, 'energy_rating': None, 'env_rating': None, 'green_deal': None}] | 16265 | 25330 | 20797.5 | 36.51520615458589 | 3755 | 41335.92816192515 | 0.18009 | [{'description': 'Increase hot water cylinder insulation', 'cost_min': 15, 'cost_max': 30, 'typical_saving': 100, 'energy_rating': 'E 53', 'env_rating': 'F 36', 'green_deal': 'Y'}, {'description': 'Room-in-roof insulation', 'cost_min': 1500, 'cost_max': 2700, 'typical_saving': 1621, 'energy_rating': 'E 45', 'env_rating': 'F 30', 'green_deal': 'Y'}, {'description': 'Floor insulation (solid floor)', 'cost_min': 4000, 'cost_max': 6000, 'typical_saving': 603, 'energy_rating': 'E 52', 'env_rating': 'F 35', 'green_deal': 'Y'}, {'description': 'Low energy lighting for all fixed outlets', 'cost_min': None, 'cost_max': None, 'typical_saving': 54, 'energy_rating': 'E 54', 'env_rating': 'F 36', 'green_deal': 'N'}, {'description': 'High heat retention storage heaters and dual immersion cylinder', 'cost_min': 2400, 'cost_max': 3600, 'typical_saving': 1089, 'energy_rating': 'D 66', 'env_rating': 'E 43', 'green_deal': 'Y'}, {'description': 'Flat roof insulation', 'cost_min': 850, 'cost_max': 1500, 'typical_saving': 166, 'energy_rating': 'F 31', 'env_rating': 'G 18', 'green_deal': 'Y'}, {'description': 'Solar water heating', 'cost_min': 4000, 'cost_max': 6000, 'typical_saving': 122, 'energy_rating': 'D 67', 'env_rating': 'E 46', 'green_deal': 'Y'}, {'description': 'Solar photovoltaic panels, 2.5 kWp', 'cost_min': 3500, 'cost_max': 5500, 'typical_saving': 496, 'energy_rating': 'C 74', 'env_rating': 'E 51', 'green_deal': 'Y'}] | [{'description': 'Increase hot water cylinder insulation', 'capex_mid': np.float64(22.5), 'lifetime': np.int64(30), 'annual_cashflow': 100, 'npv': np.float64(1514.7451026882832), 'irr': 4.44444444444444}, {'description': 'Room-in-roof insulation', 'capex_mid': np.float64(2100.0), 'lifetime': np.int64(50), 'annual_cashflow': 1621, 'npv': np.float64(27492.8551715554), 'irr': 0.7719047619044692}, {'description': 'Floor insulation (solid floor)', 'capex_mid': np.float64(5000.0), 'lifetime': np.int64(50), 'annual_cashflow': 603, 'npv': np.float64(6008.323052713082), 'irr': 0.12018615542592004}, {'description': 'Low energy lighting for all fixed outlets', 'capex_mid': nan, 'lifetime': np.int64(20), 'annual_cashflow': 54, 'npv': nan, 'irr': nan}, {'description': 'High heat retention storage heaters and dual immersion cylinder', 'capex_mid': np.float64(3000.0), 'lifetime': np.int64(20), 'annual_cashflow': 1089, 'npv': np.float64(10571.34706302604), 'irr': 0.36225050790779045}, {'description': 'Flat roof insulation', 'capex_mid': np.float64(1175.0), 'lifetime': np.int64(50), 'annual_cashflow': 166, 'npv': np.float64(1855.4836264516944), 'irr': 0.14108420439571367}, {'description': 'Solar water heating', 'capex_mid': np.float64(5000.0), 'lifetime': np.int64(30), 'annual_cashflow': 122, 'npv': np.float64(-3124.560974720295), 'irr': -0.019051855927293526}, {'description': 'Solar photovoltaic panels, 2.5 kWp', 'capex_mid': np.float64(4500.0), 'lifetime': np.int64(30), 'annual_cashflow': 496, 'npv': np.float64(3124.735709333883), 'irr': 0.10465755574405744}] | 5.5386 | 51.9937 | 2363352.2727272725 | TRUE | TRUE | 1 | 3.896103896103896 | 0.0064935 | 0.6493506493506493 | FALSE | FALSE |  | Unknown | electric storage heaters | electricity | electric storage heaters ¦ electricity | TRUE | 0.6285714285714286 | 0.53125 | 1 | 0.078887 | 0.6773484848484848 | 0.5613817616435288 | 2 | 77 | Detached_2F | 10.74709263010234 | 7.164728420068226 | 8.382364210034112 | D | 4.8 | 35.82364210034113 | 171.95348208163742 | 25.4426 | 25.4426 | 0.1479621098217758 | 3.634657142857143 | 1.5566325070178773 | 2.334948760526816 | electric_storage_heaters_average_room_heaters_electric | [{'main_heat': 'electric_storage_heaters', 'main_energy': 'average', 'secondary_heat': 'room_heaters_electric'}] | Cavity wall, filled cavity | Flat, limited insulation (assumed) | Mostly double glazing | cavity_filled_bands_A_to_E | insulated_roof_12mm | NIM
1002143352 | 122009999 | 3 MENZIES AVENUE | FINTRY | GLASGOW | G63 0YE | 56.0584 | -4.226 | 2024-06-18 | RdSAP, existing dwelling | 2024-06-19 | 172 | 118 | 8433 | 1683 | 83 | B | 92 | A | 79 | C | 89 | B | 29 | Description: Solar water heating; Indicative Cost: ¬£4,000 - ¬£6,000; Typical Saving: 114; Energy Rating after improvement: A 92; Environmental Rating after improvement: B 89; Green Deal Eligible: Y ¦ Description: Floor insulation (suspended floor); Indicative Cost: ¬£800 - ¬£1,200; Typical Saving: 447; Energy Rating after improvement: B 90; Environmental Rating after improvement: B 86; Green Deal Eligible: Y ¦ | Cavity wall, filled cavity | Average | Average | Pitched, 350 mm loft insulation | Very Good | Very Good | Suspended, no insulation (assumed) | N/A | N/A | Description: Fully double glazed | Good | Good | Air source heat pump, radiators, electric | Average | Good | Time and temperature zone control | Very Good | Very Good | None | N/A | N/A | From main system, no cylinder thermostat | Average | Average | Low energy lighting in all fixed outlets | Very Good | Very Good |  |  |  | 3.4 | 1.3 | 6867 | 5679 | 1176 | 681 | 390 | 390 |  | Description: Air source heat pump ¦ Description: Solar photovoltaics ¦ | 15235 | 3619 | 0 | 0 | 0 |  | 1965-1975 | 2.47 | S01006074 (Strathendrick) | 107 | 0 | 12 | 12 | 100 |  |  | 1 | 5 |  | 5 | Stirling |  | heat pump with radiators or underfloor heating | electricity | 2207 | natural | dual | 100 | double glazing installed during or after 2002 | 0 | Array: Roof Area: 45%; Connection: connected to dwelling‚Äôs electricity meter; ¦ | FALSE | owner-occupied | non marketed sale |  | 00RGMB | Forth and Endrick | 0 | Detached | Bungalow | S01013015 (Kippen and Fintry - 01) | 2024-06-19 18:51 | 9382-1021-5206-3134-4200 | 3 MENZIES AVENUE ¦ G63 0YE | [{'description': 'Solar water heating', 'cost_min': 4000, 'cost_max': 6000, 'typical_saving': 114, 'energy_rating': 'A 92', 'env_rating': 'B 89', 'green_deal': 'Y'}, {'description': 'Floor insulation (suspended floor)', 'cost_min': 800, 'cost_max': 1200, 'typical_saving': 447, 'energy_rating': 'B 90', 'env_rating': 'B 86', 'green_deal': 'Y'}, {'description': None, 'cost_min': None, 'cost_max': None, 'typical_saving': None, 'energy_rating': None, 'env_rating': None, 'green_deal': None}] | [{'description': 'Cavity wall, filled cavity', 'energy_rating': 'Average', 'env_rating': 'Average'}] | [{'description': 'Pitched, 350 mm loft insulation', 'energy_rating': 'Very Good', 'env_rating': 'Very Good'}] | [{'description': 'Suspended, no insulation (assumed)', 'energy_rating': 'N/A', 'env_rating': 'N/A'}] | [{'description': 'Description: Fully double glazed', 'energy_rating': 'Good', 'env_rating': 'Good'}] | [{'description': 'Air source heat pump, radiators, electric', 'energy_rating': 'Average', 'env_rating': 'Good'}] | [{'description': 'Time and temperature zone control', 'energy_rating': 'Very Good', 'env_rating': 'Very Good'}] | [{'description': 'None', 'energy_rating': 'N/A', 'env_rating': 'N/A'}] | [{'description': 'From main system, no cylinder thermostat', 'energy_rating': 'Average', 'env_rating': 'Average'}] | [{'description': 'Low energy lighting in all fixed outlets', 'energy_rating': 'Very Good', 'env_rating': 'Very Good'}] | [] | 9 | 10 | 65 | 0.37791 | 2.0999999999999996 | 0.6176470588235293 | 561 | TRUE | TRUE | TRUE | [{'description': 'Solar water heating', 'cost_min': 4000, 'cost_max': 6000, 'typical_saving': 114, 'energy_rating': 'A 92', 'env_rating': 'B 89', 'green_deal': 'Y'}, {'description': 'Floor insulation (suspended floor)', 'cost_min': 800, 'cost_max': 1200, 'typical_saving': 447, 'energy_rating': 'B 90', 'env_rating': 'B 86', 'green_deal': 'Y'}, {'description': None, 'cost_min': None, 'cost_max': None, 'typical_saving': None, 'energy_rating': None, 'env_rating': None, 'green_deal': None}] | 4800 | 7200 | 6000 | 33.333333333333336 | 561 | 2977.4301056743466 | 0.087658 | [{'description': 'Solar water heating', 'cost_min': 4000, 'cost_max': 6000, 'typical_saving': 114, 'energy_rating': 'A 92', 'env_rating': 'B 89', 'green_deal': 'Y'}, {'description': 'Floor insulation (suspended floor)', 'cost_min': 800, 'cost_max': 1200, 'typical_saving': 447, 'energy_rating': 'B 90', 'env_rating': 'B 86', 'green_deal': 'Y'}] | [{'description': 'Solar water heating', 'capex_mid': np.float64(5000.0), 'lifetime': np.int64(30), 'annual_cashflow': 114, 'npv': np.float64(-3247.540582935358), 'irr': -0.022939565969498088}, {'description': 'Floor insulation (suspended floor)', 'capex_mid': np.float64(1000.0), 'lifetime': np.int64(50), 'annual_cashflow': 447, 'npv': np.float64(7160.3986808669115), 'irr': 0.4469999957647308}] | 10.6952 | 92.3077 | 2857142.8571428577 | TRUE | TRUE | 1 | 4.2373 | 0.0084746 | 0.84746 | FALSE | FALSE |  | Unknown | heat pump with radiators or underfloor heating | electricity | heat pump with radiators or underfloor heating ¦ electricity | TRUE | 0.1285714285714285 | 0.15625 | 0.49 | 0.1400530503978779 | 0.6795803066989506 | 0.25739 | 1 | 118 | Detached_1F | 13.30413469565007 | 8.8694 | 9.2347 | E | 2.47 |  |  | 21.9522 | 21.9522 |  | 3.1360285714285716 | 1.445920369275471 | 2.1688805539132066 | air_source_heat_pump_radiators_electric_average_none | [{'main_heat': 'air_source_heat_pump_radiators_electric', 'main_energy': 'average', 'secondary_heat': 'none'}] | Cavity wall, filled cavity | Pitched, 350 mm loft insulation | Fully double glazed | cavity_filled_bands_A_to_E | insulated_roof_350mm | dbl_glz_pre_2003
1002143353 | 122009950 | 5 MENZIES AVENUE | FINTRY | GLASGOW | G63 0YE | 56.059 | -4.2255 | 2024-06-17 | RdSAP, existing dwelling | 2024-06-17 | 452 | 145 | 16482 | 9882 | 32 | F | 79 | C | 37 | F | 80 | C | 76 | Description: Time and temperature zone control; Indicative Cost: ¬£350 - ¬£450; Typical Saving: 133; Energy Rating after improvement: C 71; Environmental Rating after improvement: C 72; Green Deal Eligible: Y ¦ Description: Solar water heating; Indicative Cost: ¬£4,000 - ¬£6,000; Typical Saving: 119; Energy Rating after improvement: C 72; Environmental Rating after improvement: C 73; Green Deal Eligible: Y ¦ Description: Solar photovoltaic panels, 2.5 kWp; Indicative Cost: ¬£3,500 - ¬£5,500; Typical Saving: 461; Energy Rating after improvement: C 79; Environmental Rating after improvement: C 80; Green Deal Eligible: Y ¦ Description: Room-in-roof insulation; Indicative Cost: ¬£1,500 - ¬£2,700; Typical Saving: 2038; Energy Rating after improvement: D 56; Environmental Rating after improvement: D 57; Green Deal Eligible: Y ¦ Description: Cavity wall insulation; Indicative Cost: ¬£500 - ¬£1,500; Typical Saving: 460; Energy Rating after improvement: D 62; Environmental Rating after improvement: D 63; Green Deal Eligible: Y ¦ Description: Floor insulation (suspended floor); Indicative Cost: ¬£800 - ¬£1,200; Typical Saving: 438; Energy Rating after improvement: D 67; Environmental Rating after improvement: C 69; Green Deal Eligible: Y ¦ Description: Low energy lighting for all fixed outlets; Indicative Cost: ¬£35; Typical Saving: 106; Energy Rating after improvement: C 69; Environmental Rating after improvement: C 70; Green Deal Eligible: N ¦ | Cavity wall, as built, no insulation (assumed) | Poor | Poor | Roof room(s), no insulation (assumed) | Very Poor | Very Poor | Suspended, no insulation (assumed) | N/A | N/A | Description: Fully double glazed | Good | Good | Ground source heat pump, radiators, electric | Average | Good | Programmer, TRVs and bypass | Average | Average | None | N/A | N/A | From main system | Average | Good | No low energy lighting | Very Poor | Very Poor |  |  |  | 11 | 7.4 | 14802 | 5706 | 822 | 465 | 858 | 429 | Description: External insulation with cavity wall insulation ¦ | Description: Ground source heat pump ¦ | 32670 | 1718 | 48 | 2614 | 0 |  | 1950-1964 | 2.3 | S01006074 (Strathendrick) | 146 | 0 | 7 | 0 | 0 |  |  | 4 | 4 |  | 4 | Stirling |  | heat pump with radiators or underfloor heating | electricity | 2206 | natural | dual | 0 | not defined | 0 | Array: Roof Area: 0%; Connection: not applicable (FGHRS or no PV); ¦ | FALSE | owner-occupied | none of the above |  | 00RGMB | Forth and Endrick | 0 | Detached | Bungalow | S01013015 (Kippen and Fintry - 01) | 2024-06-17 12:48 |  | 5 MENZIES AVENUE ¦ G63 0YE | [{'description': 'Time and temperature zone control', 'cost_min': 350, 'cost_max': 450, 'typical_saving': 133, 'energy_rating': 'C 71', 'env_rating': 'C 72', 'green_deal': 'Y'}, {'description': 'Solar water heating', 'cost_min': 4000, 'cost_max': 6000, 'typical_saving': 119, 'energy_rating': 'C 72', 'env_rating': 'C 73', 'green_deal': 'Y'}, {'description': 'Solar photovoltaic panels, 2.5 kWp', 'cost_min': 3500, 'cost_max': 5500, 'typical_saving': 461, 'energy_rating': 'C 79', 'env_rating': 'C 80', 'green_deal': 'Y'}, {'description': 'Room-in-roof insulation', 'cost_min': 1500, 'cost_max': 2700, 'typical_saving': 2038, 'energy_rating': 'D 56', 'env_rating': 'D 57', 'green_deal': 'Y'}, {'description': 'Cavity wall insulation', 'cost_min': 500, 'cost_max': 1500, 'typical_saving': 460, 'energy_rating': 'D 62', 'env_rating': 'D 63', 'green_deal': 'Y'}, {'description': 'Floor insulation (suspended floor)', 'cost_min': 800, 'cost_max': 1200, 'typical_saving': 438, 'energy_rating': 'D 67', 'env_rating': 'C 69', 'green_deal': 'Y'}, {'description': 'Low energy lighting for all fixed outlets', 'cost_min': None, 'cost_max': None, 'typical_saving': 106, 'energy_rating': 'C 69', 'env_rating': 'C 70', 'green_deal': 'N'}, {'description': None, 'cost_min': None, 'cost_max': None, 'typical_saving': None, 'energy_rating': None, 'env_rating': None, 'green_deal': None}] | [{'description': 'Cavity wall, as built, no insulation (assumed)', 'energy_rating': 'Poor', 'env_rating': 'Poor'}] | [{'description': 'Roof room(s), no insulation (assumed)', 'energy_rating': 'Very Poor', 'env_rating': 'Very Poor'}] | [{'description': 'Suspended, no insulation (assumed)', 'energy_rating': 'N/A', 'env_rating': 'N/A'}] | [{'description': 'Description: Fully double glazed', 'energy_rating': 'Good', 'env_rating': 'Good'}] | [{'description': 'Ground source heat pump, radiators, electric', 'energy_rating': 'Average', 'env_rating': 'Good'}] | [{'description': 'Programmer, TRVs and bypass', 'energy_rating': 'Average', 'env_rating': 'Average'}] | [{'description': 'None', 'energy_rating': 'N/A', 'env_rating': 'N/A'}] | [{'description': 'From main system', 'energy_rating': 'Average', 'env_rating': 'Good'}] | [{'description': 'No low energy lighting', 'energy_rating': 'Very Poor', 'env_rating': 'Very Poor'}] | [] | 47 | 43 | 306 | 0.6769911504424779 | 3.5999999999999996 | 0.3272727272727272 | 3294 | TRUE | TRUE | TRUE | [{'description': 'Time and temperature zone control', 'cost_min': 350, 'cost_max': 450, 'typical_saving': 133, 'energy_rating': 'C 71', 'env_rating': 'C 72', 'green_deal': 'Y'}, {'description': 'Solar water heating', 'cost_min': 4000, 'cost_max': 6000, 'typical_saving': 119, 'energy_rating': 'C 72', 'env_rating': 'C 73', 'green_deal': 'Y'}, {'description': 'Solar photovoltaic panels, 2.5 kWp', 'cost_min': 3500, 'cost_max': 5500, 'typical_saving': 461, 'energy_rating': 'C 79', 'env_rating': 'C 80', 'green_deal': 'Y'}, {'description': 'Room-in-roof insulation', 'cost_min': 1500, 'cost_max': 2700, 'typical_saving': 2038, 'energy_rating': 'D 56', 'env_rating': 'D 57', 'green_deal': 'Y'}, {'description': 'Cavity wall insulation', 'cost_min': 500, 'cost_max': 1500, 'typical_saving': 460, 'energy_rating': 'D 62', 'env_rating': 'D 63', 'green_deal': 'Y'}, {'description': 'Floor insulation (suspended floor)', 'cost_min': 800, 'cost_max': 1200, 'typical_saving': 438, 'energy_rating': 'D 67', 'env_rating': 'C 69', 'green_deal': 'Y'}, {'description': 'Low energy lighting for all fixed outlets', 'cost_min': None, 'cost_max': None, 'typical_saving': 106, 'energy_rating': 'C 69', 'env_rating': 'C 70', 'green_deal': 'N'}, {'description': None, 'cost_min': None, 'cost_max': None, 'typical_saving': None, 'energy_rating': None, 'env_rating': None, 'green_deal': None}] | 10650 | 17350 | 14000 | 35.42857142857143 | 3294 | 39936.59600097218 | 0.23514 | [{'description': 'Time and temperature zone control', 'cost_min': 350, 'cost_max': 450, 'typical_saving': 133, 'energy_rating': 'C 71', 'env_rating': 'C 72', 'green_deal': 'Y'}, {'description': 'Solar water heating', 'cost_min': 4000, 'cost_max': 6000, 'typical_saving': 119, 'energy_rating': 'C 72', 'env_rating': 'C 73', 'green_deal': 'Y'}, {'description': 'Solar photovoltaic panels, 2.5 kWp', 'cost_min': 3500, 'cost_max': 5500, 'typical_saving': 461, 'energy_rating': 'C 79', 'env_rating': 'C 80', 'green_deal': 'Y'}, {'description': 'Room-in-roof insulation', 'cost_min': 1500, 'cost_max': 2700, 'typical_saving': 2038, 'energy_rating': 'D 56', 'env_rating': 'D 57', 'green_deal': 'Y'}, {'description': 'Cavity wall insulation', 'cost_min': 500, 'cost_max': 1500, 'typical_saving': 460, 'energy_rating': 'D 62', 'env_rating': 'D 63', 'green_deal': 'Y'}, {'description': 'Floor insulation (suspended floor)', 'cost_min': 800, 'cost_max': 1200, 'typical_saving': 438, 'energy_rating': 'D 67', 'env_rating': 'C 69', 'green_deal': 'Y'}, {'description': 'Low energy lighting for all fixed outlets', 'cost_min': None, 'cost_max': None, 'typical_saving': 106, 'energy_rating': 'C 69', 'env_rating': 'C 70', 'green_deal': 'N'}] | [{'description': 'Time and temperature zone control', 'capex_mid': np.float64(400.0), 'lifetime': np.int64(15), 'annual_cashflow': 133, 'npv': np.float64(980.4945190780186), 'irr': 0.3277689904468801}, {'description': 'Solar water heating', 'capex_mid': np.float64(5000.0), 'lifetime': np.int64(30), 'annual_cashflow': 119, 'npv': np.float64(-3170.6783278009425), 'irr': -0.020488554610368248}, {'description': 'Solar photovoltaic panels, 2.5 kWp', 'capex_mid': np.float64(4500.0), 'lifetime': np.int64(30), 'annual_cashflow': 461, 'npv': np.float64(2586.6999233929837), 'irr': 0.09587261691685267}, {'description': 'Room-in-roof insulation', 'capex_mid': np.float64(2100.0), 'lifetime': np.int64(50), 'annual_cashflow': 2038, 'npv': np.float64(35105.57608860573), 'irr': 0.9704761904761869}, {'description': 'Cavity wall insulation', 'capex_mid': np.float64(1000.0), 'lifetime': np.int64(50), 'annual_cashflow': 460, 'npv': np.float64(7397.725711854092), 'irr': 0.459999997213139}, {'description': 'Floor insulation (suspended floor)', 'capex_mid': np.float64(1000.0), 'lifetime': np.int64(50), 'annual_cashflow': 438, 'npv': np.float64(6996.0953517219405), 'irr': 0.4379999943306945}, {'description': 'Low energy lighting for all fixed outlets', 'capex_mid': nan, 'lifetime': np.int64(20), 'annual_cashflow': 106, 'npv': nan, 'irr': nan}] | 4.250151791135398 | 45.751633986928105 | 3888888.8888888895 | TRUE | TRUE | 1 | 2.7586206896551726 | 0.027586 | 2.7586206896551726 | FALSE | FALSE |  | Unknown | heat pump with radiators or underfloor heating | electricity | heat pump with radiators or underfloor heating ¦ electricity | TRUE | 0.6714285714285714 | 0.67188 | 0.9813950385771216 | 0.069416 | 0.6842435655994976 | 0.6141795509646125 | 2 | 72.5 | Detached_2F | 10.428326807307103 | 6.952217871538069 | 8.276108935769035 | D | 4.6 | 34.761089357690345 | 159.90101104537558 | 24.278 | 36.417 | 0.2277471528286074 | 5.202428571428571 | 1.862333405780424 | 2.7935001086706364 | ground_source_heat_pump_radiators_electric_average_none | [{'main_heat': 'ground_source_heat_pump_radiators_electric', 'main_energy': 'average', 'secondary_heat': 'none'}] | Cavity wall, as built, no insulation (assumed) | Roof room(s), no insulation (assumed) | Fully double glazed | cavity_as_built_bands_A_to_E | uninsulated_roof | dbl_glz_pre_2003
1234647955 | 122009967 | 9 MENZIES DRIVE | FINTRY | GLASGOW | G63 0YG | 56.06 | -4.2235 | 2024-06-05 | RdSAP, existing dwelling | 2024-06-05 | 238 | 203 | 10479 | 1683 | 52 | E | 78 | C | 51 | E | 75 | C | 52 | Description: Solar water heating; Indicative Cost: ¬£4,000 - ¬£6,000; Typical Saving: 68; Energy Rating after improvement: D 61; Environmental Rating after improvement: D 60; Green Deal Eligible: Y ¦ Description: Floor insulation (solid floor); Indicative Cost: ¬£4,000 - ¬£6,000; Typical Saving: 251; Energy Rating after improvement: D 57; Environmental Rating after improvement: D 55; Green Deal Eligible: Y ¦ Description: Hot water cylinder thermostat; Indicative Cost: ¬£200 - ¬£400; Typical Saving: 127; Energy Rating after improvement: D 60; Environmental Rating after improvement: D 58; Green Deal Eligible: Y ¦ Description: Solar photovoltaic panels, 2.5 kWp; Indicative Cost: ¬£3,500 - ¬£5,500; Typical Saving: 461; Energy Rating after improvement: D 66; Environmental Rating after improvement: D 65; Green Deal Eligible: Y ¦ Description: Wind turbine; Indicative Cost: ¬£15,000 - ¬£25,000; Typical Saving: 1025; Energy Rating after improvement: C 78; Environmental Rating after improvement: C 75; Green Deal Eligible: Y ¦ Description: Floor insulation (suspended floor); Indicative Cost: ¬£800 - ¬£1,200; Typical Saving: 115; Energy Rating after improvement: E 54; Environmental Rating after improvement: E 52; Green Deal Eligible: Y ¦ | Cavity wall, filled cavity | Average | Average | Flat, limited insulation (assumed) ¦ Pitched, 200 mm loft insulation | Poor ¦ Good | Poor ¦ Good | Solid, no insulation (assumed) ¦ To unheated space, no insulation (assumed) | N/A ¦ N/A | N/A ¦ N/A | Description: Fully double glazed | Average | Average | Boiler and radiators, oil | Average | Good | Programmer, room thermostat and TRVs | Good | Good | Room heaters, wood logs | N/A | N/A | From main system, no cylinder thermostat | Poor | Poor | Low energy lighting in all fixed outlets | Very Good | Very Good |  |  |  | 11 | 5.2 | 9090 | 7818 | 861 | 450 | 528 | 528 |  | Description: Biomass secondary heating ¦ | 28162 | 3415 | 0 | 0 | 0 |  | 1965-1975 | 2.39 | S01006074 (Strathendrick) | 119 | 2 | 14 | 14 | 100 |  |  | 1 | 6 |  | 6 | Stirling |  | boiler with radiators or underfloor heating | oil | 2106 | natural | Single | 100 | double glazing installed before 2002 | 1 | Array: Roof Area: 0%; Connection: not applicable (FGHRS or no PV); ¦ | FALSE | owner-occupied | marketed sale |  | 00RGMB | Forth and Endrick | 0 | Detached | House | S01013015 (Kippen and Fintry - 01) | 2024-06-05 18:33 | 0192-2575-5463-2404-2615 | 9 MENZIES DRIVE ¦ G63 0YG | [{'description': 'Solar water heating', 'cost_min': 4000, 'cost_max': 6000, 'typical_saving': 68, 'energy_rating': 'D 61', 'env_rating': 'D 60', 'green_deal': 'Y'}, {'description': 'Floor insulation (solid floor)', 'cost_min': 4000, 'cost_max': 6000, 'typical_saving': 251, 'energy_rating': 'D 57', 'env_rating': 'D 55', 'green_deal': 'Y'}, {'description': 'Hot water cylinder thermostat', 'cost_min': 200, 'cost_max': 400, 'typical_saving': 127, 'energy_rating': 'D 60', 'env_rating': 'D 58', 'green_deal': 'Y'}, {'description': 'Solar photovoltaic panels, 2.5 kWp', 'cost_min': 3500, 'cost_max': 5500, 'typical_saving': 461, 'energy_rating': 'D 66', 'env_rating': 'D 65', 'green_deal': 'Y'}, {'description': 'Wind turbine', 'cost_min': 15000, 'cost_max': 25000, 'typical_saving': 1025, 'energy_rating': 'C 78', 'env_rating': 'C 75', 'green_deal': 'Y'}, {'description': 'Floor insulation (suspended floor)', 'cost_min': 800, 'cost_max': 1200, 'typical_saving': 115, 'energy_rating': 'E 54', 'env_rating': 'E 52', 'green_deal': 'Y'}, {'description': None, 'cost_min': None, 'cost_max': None, 'typical_saving': None, 'energy_rating': None, 'env_rating': None, 'green_deal': None}] | [{'description': 'Cavity wall, filled cavity', 'energy_rating': 'Average', 'env_rating': 'Average'}] | [{'description': 'Flat, limited insulation (assumed)', 'energy_rating': 'Poor', 'env_rating': 'Poor'}, {'description': 'Pitched, 200 mm loft insulation', 'energy_rating': 'Good', 'env_rating': 'Good'}] | [{'description': 'Solid, no insulation (assumed)', 'energy_rating': 'N/A', 'env_rating': 'N/A'}, {'description': 'To unheated space, no insulation (assumed)', 'energy_rating': 'N/A', 'env_rating': 'N/A'}] | [{'description': 'Description: Fully double glazed', 'energy_rating': 'Average', 'env_rating': 'Average'}] | [{'description': 'Boiler and radiators, oil', 'energy_rating': 'Average', 'env_rating': 'Good'}] | [{'description': 'Programmer, room thermostat and TRVs', 'energy_rating': 'Good', 'env_rating': 'Good'}] | [{'description': 'Room heaters, wood logs', 'energy_rating': 'N/A', 'env_rating': 'N/A'}] | [{'description': 'From main system, no cylinder thermostat', 'energy_rating': 'Poor', 'env_rating': 'Poor'}] | [{'description': 'Low energy lighting in all fixed outlets', 'energy_rating': 'Very Good', 'env_rating': 'Very Good'}] | [] | 26 | 24 | 119 | 0.5 | 5.8 | 0.5272727272727272 | 561 | TRUE | TRUE | TRUE | [{'description': 'Solar water heating', 'cost_min': 4000, 'cost_max': 6000, 'typical_saving': 68, 'energy_rating': 'D 61', 'env_rating': 'D 60', 'green_deal': 'Y'}, {'description': 'Floor insulation (solid floor)', 'cost_min': 4000, 'cost_max': 6000, 'typical_saving': 251, 'energy_rating': 'D 57', 'env_rating': 'D 55', 'green_deal': 'Y'}, {'description': 'Hot water cylinder thermostat', 'cost_min': 200, 'cost_max': 400, 'typical_saving': 127, 'energy_rating': 'D 60', 'env_rating': 'D 58', 'green_deal': 'Y'}, {'description': 'Solar photovoltaic panels, 2.5 kWp', 'cost_min': 3500, 'cost_max': 5500, 'typical_saving': 461, 'energy_rating': 'D 66', 'env_rating': 'D 65', 'green_deal': 'Y'}, {'description': 'Wind turbine', 'cost_min': 15000, 'cost_max': 25000, 'typical_saving': 1025, 'energy_rating': 'C 78', 'env_rating': 'C 75', 'green_deal': 'Y'}, {'description': 'Floor insulation (suspended floor)', 'cost_min': 800, 'cost_max': 1200, 'typical_saving': 115, 'energy_rating': 'E 54', 'env_rating': 'E 52', 'green_deal': 'Y'}, {'description': None, 'cost_min': None, 'cost_max': None, 'typical_saving': None, 'energy_rating': None, 'env_rating': None, 'green_deal': None}] | 27500 | 44100 | 35800 | 33.226256983240226 | 561 | -26822.5699 | -0.034853 | [{'description': 'Solar water heating', 'cost_min': 4000, 'cost_max': 6000, 'typical_saving': 68, 'energy_rating': 'D 61', 'env_rating': 'D 60', 'green_deal': 'Y'}, {'description': 'Floor insulation (solid floor)', 'cost_min': 4000, 'cost_max': 6000, 'typical_saving': 251, 'energy_rating': 'D 57', 'env_rating': 'D 55', 'green_deal': 'Y'}, {'description': 'Hot water cylinder thermostat', 'cost_min': 200, 'cost_max': 400, 'typical_saving': 127, 'energy_rating': 'D 60', 'env_rating': 'D 58', 'green_deal': 'Y'}, {'description': 'Solar photovoltaic panels, 2.5 kWp', 'cost_min': 3500, 'cost_max': 5500, 'typical_saving': 461, 'energy_rating': 'D 66', 'env_rating': 'D 65', 'green_deal': 'Y'}, {'description': 'Wind turbine', 'cost_min': 15000, 'cost_max': 25000, 'typical_saving': 1025, 'energy_rating': 'C 78', 'env_rating': 'C 75', 'green_deal': 'Y'}, {'description': 'Floor insulation (suspended floor)', 'cost_min': 800, 'cost_max': 1200, 'typical_saving': 115, 'energy_rating': 'E 54', 'env_rating': 'E 52', 'green_deal': 'Y'}] | [{'description': 'Solar water heating', 'capex_mid': np.float64(5000.0), 'lifetime': np.int64(30), 'annual_cashflow': 68, 'npv': np.float64(-3954.6733301719673), 'irr': -0.050235693042392615}, {'description': 'Floor insulation (solid floor)', 'capex_mid': np.float64(5000.0), 'lifetime': np.int64(50), 'annual_cashflow': 251, 'npv': np.float64(-417.76270940135413), 'irr': 0.04451069605879998}, {'description': 'Hot water cylinder thermostat', 'capex_mid': np.float64(300.0), 'lifetime': np.int64(15), 'annual_cashflow': 127, 'npv': np.float64(1018.2165708489349), 'irr': 0.42116045325256835}, {'description': 'Solar photovoltaic panels, 2.5 kWp', 'capex_mid': np.float64(4500.0), 'lifetime': np.int64(30), 'annual_cashflow': 461, 'npv': np.float64(2586.6999233929837), 'irr': 0.09587261691685267}, {'description': 'Wind turbine', 'capex_mid': np.float64(20000.0), 'lifetime': np.int64(30), 'annual_cashflow': 1025, 'npv': np.float64(-4243.237697445104), 'irr': 0.03034946883631129}, {'description': 'Floor insulation (suspended floor)', 'capex_mid': np.float64(1000.0), 'lifetime': np.int64(50), 'annual_cashflow': 115, 'npv': np.float64(1099.431427963523), 'irr': 0.11449081793019245}] | 63.814616755793224 | 300.84033613445376 | 6172413.793103449 | TRUE | FALSE | 1 | 2.955665024630542 | 0.0049261 | 0.4926108374384236 | FALSE | FALSE |  | Unknown | boiler with radiators or underfloor heating | oil | boiler with radiators or underfloor heating ¦ oil | TRUE | 0.3714285714285714 | 0.375 | 0.093792 | 0.4564474065488264 | 0.6945645821157217 | 0.4059595534301209 | 1 | 203 | Detached_1F | 17.449928366615147 | 11.63328557774343 | 10.616642788871715 | E | 2.39 |  |  | 32.4837 | 32.4837 |  | 4.640528571428571 | 1.758887635491737 | 2.6383314532376057 | boiler_radiators_oil_average_room_heaters_wood_logs | [{'main_heat': 'boiler_radiators_oil', 'main_energy': 'average', 'secondary_heat': 'room_heaters_wood_logs'}] | Cavity wall, filled cavity | Flat, limited insulation (assumed) | Fully double glazed | cavity_filled_bands_A_to_E | insulated_roof_12mm | dbl_glz_pre_2003
1002313093 | 122009984 | 6 MENZIES CRESCENT | FINTRY | GLASGOW | G63 0YL | 56.0587 | -4.2235 | 2024-05-28 | RdSAP, existing dwelling | 2024-05-28 | 251 | 92 | 4476 | 1278 | 57 | D | 80 | C | 48 | E | 74 | C | 66 | Description: Floor insulation (suspended floor); Indicative Cost: ¬£800 - ¬£1,200; Typical Saving: 178; Energy Rating after improvement: D 63; Environmental Rating after improvement: D 56; Green Deal Eligible: Y ¦ Description: Upgrade heating controls; Indicative Cost: ¬£350 - ¬£450; Typical Saving: 44; Energy Rating after improvement: D 65; Environmental Rating after improvement: D 57; Green Deal Eligible: Y ¦ Description: Solar water heating; Indicative Cost: ¬£4,000 - ¬£6,000; Typical Saving: 62; Energy Rating after improvement: C 71; Environmental Rating after improvement: D 65; Green Deal Eligible: Y ¦ Description: Solar photovoltaic panels, 2.5 kWp; Indicative Cost: ¬£3,500 - ¬£5,500; Typical Saving: 499; Energy Rating after improvement: C 80; Environmental Rating after improvement: C 74; Green Deal Eligible: Y ¦ Description: Increase loft insulation to 270¬†mm; Indicative Cost: ¬£100 - ¬£350; Typical Saving: 36; Energy Rating after improvement: D 58; Environmental Rating after improvement: E 50; Green Deal Eligible: Y ¦ Description: Replace boiler with new condensing boiler; Indicative Cost: ¬£2,200 - ¬£3,000; Typical Saving: 106; Energy Rating after improvement: D 68; Environmental Rating after improvement: D 62; Green Deal Eligible: Y ¦ | Cavity wall, filled cavity | Good | Good | Pitched, 150 mm loft insulation ¦ Pitched, limited insulation (assumed) | Good ¦ Poor | Good ¦ Poor | Suspended, no insulation (assumed) | N/A | N/A | Description: Fully double glazed | Average | Average | Boiler and radiators, oil | Average | Average | Programmer and room thermostat | Average | Average | None | N/A | N/A | From main system | Average | Average | Low energy lighting in 80% of fixed outlets | Very Good | Very Good |  |  |  | 6 | 2.7 | 3294 | 2355 | 711 | 372 | 471 | 471 |  |  | 13247 | 2881 | 1216 | 0 | 0 |  | 1976-1983 | 2.44 | S01006074 (Strathendrick) | 120 | 1 | 10 | 8 | 80 |  |  | 4 | 5 |  | 5 | Stirling |  | boiler with radiators or underfloor heating | oil | 2104 | natural | Single | 0 | not defined | 0 | Array: Roof Area: 0%; Connection: not applicable (FGHRS or no PV); ¦ | FALSE | owner-occupied | none of the above |  | 00RGMB | Forth and Endrick | 0 | Detached | Bungalow | S01013015 (Kippen and Fintry - 01) | 2024-05-28 14:49 | 2483-1023-9205-0734-1200 | 6 MENZIES CRESCENT ¦ G63 0YL | [{'description': 'Floor insulation (suspended floor)', 'cost_min': 800, 'cost_max': 1200, 'typical_saving': 178, 'energy_rating': 'D 63', 'env_rating': 'D 56', 'green_deal': 'Y'}, {'description': 'Upgrade heating controls', 'cost_min': 350, 'cost_max': 450, 'typical_saving': 44, 'energy_rating': 'D 65', 'env_rating': 'D 57', 'green_deal': 'Y'}, {'description': 'Solar water heating', 'cost_min': 4000, 'cost_max': 6000, 'typical_saving': 62, 'energy_rating': 'C 71', 'env_rating': 'D 65', 'green_deal': 'Y'}, {'description': 'Solar photovoltaic panels, 2.5 kWp', 'cost_min': 3500, 'cost_max': 5500, 'typical_saving': 499, 'energy_rating': 'C 80', 'env_rating': 'C 74', 'green_deal': 'Y'}, {'description': 'Increase loft insulation to 270\xa0mm', 'cost_min': 100, 'cost_max': 350, 'typical_saving': 36, 'energy_rating': 'D 58', 'env_rating': 'E 50', 'green_deal': 'Y'}, {'description': 'Replace boiler with new condensing boiler', 'cost_min': 2200, 'cost_max': 3000, 'typical_saving': 106, 'energy_rating': 'D 68', 'env_rating': 'D 62', 'green_deal': 'Y'}, {'description': None, 'cost_min': None, 'cost_max': None, 'typical_saving': None, 'energy_rating': None, 'env_rating': None, 'green_deal': None}] | [{'description': 'Cavity wall, filled cavity', 'energy_rating': 'Good', 'env_rating': 'Good'}] | [{'description': 'Pitched, 150 mm loft insulation', 'energy_rating': 'Good', 'env_rating': 'Good'}, {'description': 'Pitched, limited insulation (assumed)', 'energy_rating': 'Poor', 'env_rating': 'Poor'}] | [{'description': 'Suspended, no insulation (assumed)', 'energy_rating': 'N/A', 'env_rating': 'N/A'}] | [{'description': 'Description: Fully double glazed', 'energy_rating': 'Average', 'env_rating': 'Average'}] | [{'description': 'Boiler and radiators, oil', 'energy_rating': 'Average', 'env_rating': 'Average'}] | [{'description': 'Programmer and room thermostat', 'energy_rating': 'Average', 'env_rating': 'Average'}] | [{'description': 'None', 'energy_rating': 'N/A', 'env_rating': 'N/A'}] | [{'description': 'From main system', 'energy_rating': 'Average', 'env_rating': 'Average'}] | [{'description': 'Low energy lighting in 80% of fixed outlets', 'energy_rating': 'Very Good', 'env_rating': 'Very Good'}] | [] | 23 | 26 | 131 | 0.5219123505976095 | 3.3 | 0.5499999999999999 | 426 | TRUE | TRUE | TRUE | [{'description': 'Floor insulation (suspended floor)', 'cost_min': 800, 'cost_max': 1200, 'typical_saving': 178, 'energy_rating': 'D 63', 'env_rating': 'D 56', 'green_deal': 'Y'}, {'description': 'Upgrade heating controls', 'cost_min': 350, 'cost_max': 450, 'typical_saving': 44, 'energy_rating': 'D 65', 'env_rating': 'D 57', 'green_deal': 'Y'}, {'description': 'Solar water heating', 'cost_min': 4000, 'cost_max': 6000, 'typical_saving': 62, 'energy_rating': 'C 71', 'env_rating': 'D 65', 'green_deal': 'Y'}, {'description': 'Solar photovoltaic panels, 2.5 kWp', 'cost_min': 3500, 'cost_max': 5500, 'typical_saving': 499, 'energy_rating': 'C 80', 'env_rating': 'C 74', 'green_deal': 'Y'}, {'description': 'Increase loft insulation to 270\xa0mm', 'cost_min': 100, 'cost_max': 350, 'typical_saving': 36, 'energy_rating': 'D 58', 'env_rating': 'E 50', 'green_deal': 'Y'}, {'description': 'Replace boiler with new condensing boiler', 'cost_min': 2200, 'cost_max': 3000, 'typical_saving': 106, 'energy_rating': 'D 68', 'env_rating': 'D 62', 'green_deal': 'Y'}, {'description': None, 'cost_min': None, 'cost_max': None, 'typical_saving': None, 'energy_rating': None, 'env_rating': None, 'green_deal': None}] | 10950 | 16500 | 13725 | 28.533333333333335 | 426 | -7378.3978 | -0.0094313 | [{'description': 'Floor insulation (suspended floor)', 'cost_min': 800, 'cost_max': 1200, 'typical_saving': 178, 'energy_rating': 'D 63', 'env_rating': 'D 56', 'green_deal': 'Y'}, {'description': 'Upgrade heating controls', 'cost_min': 350, 'cost_max': 450, 'typical_saving': 44, 'energy_rating': 'D 65', 'env_rating': 'D 57', 'green_deal': 'Y'}, {'description': 'Solar water heating', 'cost_min': 4000, 'cost_max': 6000, 'typical_saving': 62, 'energy_rating': 'C 71', 'env_rating': 'D 65', 'green_deal': 'Y'}, {'description': 'Solar photovoltaic panels, 2.5 kWp', 'cost_min': 3500, 'cost_max': 5500, 'typical_saving': 499, 'energy_rating': 'C 80', 'env_rating': 'C 74', 'green_deal': 'Y'}, {'description': 'Increase loft insulation to 270\xa0mm', 'cost_min': 100, 'cost_max': 350, 'typical_saving': 36, 'energy_rating': 'D 58', 'env_rating': 'E 50', 'green_deal': 'Y'}, {'description': 'Replace boiler with new condensing boiler', 'cost_min': 2200, 'cost_max': 3000, 'typical_saving': 106, 'energy_rating': 'D 68', 'env_rating': 'D 62', 'green_deal': 'Y'}] | [{'description': 'Floor insulation (suspended floor)', 'capex_mid': np.float64(1000.0), 'lifetime': np.int64(50), 'annual_cashflow': 178, 'npv': np.float64(2249.5547319783227), 'irr': 0.1779505613242578}, {'description': 'Upgrade heating controls', 'capex_mid': np.float64(400.0), 'lifetime': np.int64(15), 'annual_cashflow': 44, 'npv': np.float64(56.70495367994599), 'irr': 0.07029602313568728}, {'description': 'Solar water heating', 'capex_mid': np.float64(5000.0), 'lifetime': np.int64(30), 'annual_cashflow': 62, 'npv': np.float64(-4046.9080363332646), 'irr': -0.05475340519396976}, {'description': 'Solar photovoltaic panels, 2.5 kWp', 'capex_mid': np.float64(4500.0), 'lifetime': np.int64(30), 'annual_cashflow': 499, 'npv': np.float64(3170.853062414531), 'irr': 0.10540267558973615}, {'description': 'Increase loft insulation to 270\xa0mm', 'capex_mid': np.float64(225.0), 'lifetime': 15, 'annual_cashflow': 36, 'npv': np.float64(148.66768937450126), 'irr': 0.1365383490952239}, {'description': 'Replace boiler with new condensing boiler', 'capex_mid': np.float64(2600.0), 'lifetime': np.int64(17), 'annual_cashflow': 106, 'npv': np.float64(-1404.948977735018), 'irr': -0.038000144220761256}] | 32.21830985915493 | 104.77099236641222 | 4159090.909090909 | TRUE | FALSE | 1 | 5.434782608695652 | 0.043478 | 4.3478260869565215 | FALSE | FALSE |  | Unknown | boiler with radiators or underfloor heating | oil | boiler with radiators or underfloor heating ¦ oil | TRUE | 0.3285714285714285 | 0.40625 | 0.3523137820035526 | 0.1589628849697288 | 0.6854648176682073 | 0.3823419621674742 | 1 | 92 | Detached_1F | 11.74734012447073 | 7.831560082980487 | 8.715780041490243 | F | 2.44 |  |  | 17.0384 | 25.5576 |  | 3.6510857142857143 | 1.560146513266348 | 2.3402197698995217 | boiler_radiators_oil_average_none | [{'main_heat': 'boiler_radiators_oil', 'main_energy': 'average', 'secondary_heat': 'none'}] | Cavity wall, filled cavity | Pitched, 150 mm loft insulation | Fully double glazed | cavity_filled_band_F | insulated_roof_150mm | dbl_glz_pre_2003
1001991629 | 122061342 | 36C MAIN STREET | FINTRY | GLASGOW | G63 0XF | 56.0543 | -4.2271 | 2023-10-10 | RdSAP, existing dwelling | 2023-10-12 | 110 | 150 | 5892 | 543 | 81 | B | 104 | A | 83 | B | 104 | A | 19 | Description: Solar photovoltaic panels, 2.5 kWp; Indicative Cost: ¬£3,500 - ¬£5,500; Typical Saving: 590; Energy Rating after improvement: B 90; Environmental Rating after improvement: B 91; Green Deal Eligible: Y ¦ Description: Wind turbine; Indicative Cost: ¬£15,000 - ¬£25,000; Typical Saving: 1313; Energy Rating after improvement: A 104; Environmental Rating after improvement: A 104; Green Deal Eligible: Y ¦ Description: Solar water heating; Indicative Cost: ¬£4,000 - ¬£6,000; Typical Saving: 180; Energy Rating after improvement: B 83; Environmental Rating after improvement: B 85; Green Deal Eligible: Y ¦ | Timber frame, as built, insulated (assumed) | Good | Good | Pitched, 270 mm loft insulation | Good | Good | Suspended, insulated (assumed) ¦ To unheated space, insulated (assumed) | N/A ¦ N/A | N/A ¦ N/A | Description: Fully double glazed | Good | Good | Air source heat pump, radiators, electric | Very Good | Very Good | Programmer, TRVs and bypass | Average | Average | None | N/A | N/A | From main system | Poor | Good | Low energy lighting in all fixed outlets | Very Good | Very Good |  |  |  | 2.8 | 3 | 3636 | 3642 | 1662 | 1113 | 594 | 594 |  | Description: Air source heat pump ¦ | 12543 | 2665 | 0 | 0 | 0 |  | 2003-2007 | 2.36 | S01006074 (Strathendrick) | -7 | 1 | 14 | 14 | 100 |  |  | 1 | 5 |  | 5 | Stirling |  | heat pump with radiators or underfloor heating | electricity | 2206 | natural | Single | 100 | double glazing installed during or after 2002 | 0 | Array: Roof Area: 0%; Connection: not applicable (FGHRS or no PV); ¦ | FALSE | owner-occupied | none of the above |  | 00RGMB | Forth and Endrick | 0 | Semi-Detached | House | S01013015 (Kippen and Fintry - 01) | 2023-10-12 16:13 | 9990-3906-0122-3192-1073 | 36C MAIN STREET ¦ G63 0XF | [{'description': 'Solar photovoltaic panels, 2.5 kWp', 'cost_min': 3500, 'cost_max': 5500, 'typical_saving': 590, 'energy_rating': 'B 90', 'env_rating': 'B 91', 'green_deal': 'Y'}, {'description': 'Wind turbine', 'cost_min': 15000, 'cost_max': 25000, 'typical_saving': 1313, 'energy_rating': 'A 104', 'env_rating': 'A 104', 'green_deal': 'Y'}, {'description': 'Solar water heating', 'cost_min': 4000, 'cost_max': 6000, 'typical_saving': 180, 'energy_rating': 'B 83', 'env_rating': 'B 85', 'green_deal': 'Y'}, {'description': None, 'cost_min': None, 'cost_max': None, 'typical_saving': None, 'energy_rating': None, 'env_rating': None, 'green_deal': None}] | [{'description': 'Timber frame, as built, insulated (assumed)', 'energy_rating': 'Good', 'env_rating': 'Good'}] | [{'description': 'Pitched, 270 mm loft insulation', 'energy_rating': 'Good', 'env_rating': 'Good'}] | [{'description': 'Suspended, insulated (assumed)', 'energy_rating': 'N/A', 'env_rating': 'N/A'}, {'description': 'To unheated space, insulated (assumed)', 'energy_rating': 'N/A', 'env_rating': 'N/A'}] | [{'description': 'Description: Fully double glazed', 'energy_rating': 'Good', 'env_rating': 'Good'}] | [{'description': 'Air source heat pump, radiators, electric', 'energy_rating': 'Very Good', 'env_rating': 'Very Good'}] | [{'description': 'Programmer, TRVs and bypass', 'energy_rating': 'Average', 'env_rating': 'Average'}] | [{'description': 'None', 'energy_rating': 'N/A', 'env_rating': 'N/A'}] | [{'description': 'From main system', 'energy_rating': 'Poor', 'env_rating': 'Good'}] | [{'description': 'Low energy lighting in all fixed outlets', 'energy_rating': 'Very Good', 'env_rating': 'Very Good'}] | [] | 23 | 21 | 117 | 1.0636363636363635 | -0.2 | -0.071429 | 181 | TRUE | TRUE | FALSE | [{'description': 'Solar photovoltaic panels, 2.5 kWp', 'cost_min': 3500, 'cost_max': 5500, 'typical_saving': 590, 'energy_rating': 'B 90', 'env_rating': 'B 91', 'green_deal': 'Y'}, {'description': 'Wind turbine', 'cost_min': 15000, 'cost_max': 25000, 'typical_saving': 1313, 'energy_rating': 'A 104', 'env_rating': 'A 104', 'green_deal': 'Y'}, {'description': 'Solar water heating', 'cost_min': 4000, 'cost_max': 6000, 'typical_saving': 180, 'energy_rating': 'B 83', 'env_rating': 'B 85', 'green_deal': 'Y'}, {'description': None, 'cost_min': None, 'cost_max': None, 'typical_saving': None, 'energy_rating': None, 'env_rating': None, 'green_deal': None}] | 22500 | 36500 | 29500 | 30 | 181 | -26717.5864 | -0.086519 | [{'description': 'Solar photovoltaic panels, 2.5 kWp', 'cost_min': 3500, 'cost_max': 5500, 'typical_saving': 590, 'energy_rating': 'B 90', 'env_rating': 'B 91', 'green_deal': 'Y'}, {'description': 'Wind turbine', 'cost_min': 15000, 'cost_max': 25000, 'typical_saving': 1313, 'energy_rating': 'A 104', 'env_rating': 'A 104', 'green_deal': 'Y'}, {'description': 'Solar water heating', 'cost_min': 4000, 'cost_max': 6000, 'typical_saving': 180, 'energy_rating': 'B 83', 'env_rating': 'B 85', 'green_deal': 'Y'}] | [{'description': 'Solar photovoltaic panels, 2.5 kWp', 'capex_mid': np.float64(4500.0), 'lifetime': np.int64(30), 'annual_cashflow': 590, 'npv': np.float64(4569.746105860868), 'irr': 0.12753201794937308}, {'description': 'Wind turbine', 'capex_mid': np.float64(20000.0), 'lifetime': np.int64(30), 'annual_cashflow': 1313, 'npv': np.float64(184.02819829715457), 'irr': 0.05080555701860101}, {'description': 'Solar water heating', 'capex_mid': np.float64(5000.0), 'lifetime': np.int64(30), 'annual_cashflow': 180, 'npv': np.float64(-2232.95881516109), 'irr': 0.005038922963821912}] | 162.98342541436463 | 252.13675213675216 | -147500000 | TRUE | FALSE | 1 | 3.3333333333333335 | 0.0066667 | 0.6666666666666667 | FALSE | FALSE |  | Unknown | heat pump with radiators or underfloor heating | electricity | heat pump with radiators or underfloor heating ¦ electricity | TRUE | 0.3285714285714285 | 0.32812 | 0.095188 | 0.3825523135867963 | 0 | 0.2639105412192962 | 2 | 75 | SemiDetached_2F | 8.660254037844387 | 8.660254037844387 | 9.130127018922192 | J | 4.72 | 25.98076211353316 | 122.62919717587651 | 21.122 | 21.122 | 0.1722428303082383 | 3.0174285714285713 | 1.4183155670086427 | 2.127473350512964 | air_source_heat_pump_radiators_electric_very_good_none | [{'main_heat': 'air_source_heat_pump_radiators_electric', 'main_energy': 'very_good', 'secondary_heat': 'none'}] | Timber frame, as built, insulated (assumed) | Pitched, 270 mm loft insulation | Fully double glazed | timber_frame_as_built_band_J | insulated_roof_270mm | dbl_glz_post_2003
1001991628 | 122061327 | 36B MAIN STREET | FINTRY | GLASGOW | G63 0XF | 56.0543 | -4.2271 | 2023-10-10 | RdSAP, existing dwelling | 2023-11-02 | 110 | 150 | 5892 | 543 | 81 | B | 104 | A | 83 | B | 104 | A | 19 | Description: Solar water heating; Indicative Cost: ¬£4,000 - ¬£6,000; Typical Saving: 180; Energy Rating after improvement: B 83; Environmental Rating after improvement: B 85; Green Deal Eligible: Y ¦ Description: Solar photovoltaic panels, 2.5 kWp; Indicative Cost: ¬£3,500 - ¬£5,500; Typical Saving: 590; Energy Rating after improvement: B 90; Environmental Rating after improvement: B 91; Green Deal Eligible: Y ¦ Description: Wind turbine; Indicative Cost: ¬£15,000 - ¬£25,000; Typical Saving: 1313; Energy Rating after improvement: A 104; Environmental Rating after improvement: A 104; Green Deal Eligible: Y ¦ | Timber frame, as built, insulated (assumed) | Good | Good | Pitched, 270 mm loft insulation | Good | Good | Suspended, insulated (assumed) ¦ To unheated space, insulated (assumed) | N/A ¦ N/A | N/A ¦ N/A | Description: Fully double glazed | Good | Good | Air source heat pump, radiators, electric | Very Good | Very Good | Programmer, TRVs and bypass | Average | Average | Room heaters, wood logs | N/A | N/A | From main system | Poor | Good | Low energy lighting in all fixed outlets | Very Good | Very Good |  |  |  | 2.8 | 3 | 3636 | 3642 | 1662 | 1113 | 594 | 594 |  | Description: Biomass secondary heating ¦ Description: Air source heat pump ¦ | 12542 | 2665 | 0 | 0 | 0 |  | 2003-2007 | 2.36 | S01006074 (Strathendrick) | -7 | 1 | 14 | 14 | 100 |  |  | 1 | 5 |  | 5 | Stirling |  | heat pump with radiators or underfloor heating | electricity | 2206 | natural | Single | 100 | double glazing installed during or after 2002 | 0 | Array: Roof Area: 0%; Connection: not applicable (FGHRS or no PV); ¦ | FALSE | owner-occupied | none of the above |  | 00RGMB | Forth and Endrick | 0 | Semi-Detached | House | S01013015 (Kippen and Fintry - 01) | 2023-11-02 17:16 | 9160-2810-2100-2997-2931 | 36B MAIN STREET ¦ G63 0XF | [{'description': 'Solar water heating', 'cost_min': 4000, 'cost_max': 6000, 'typical_saving': 180, 'energy_rating': 'B 83', 'env_rating': 'B 85', 'green_deal': 'Y'}, {'description': 'Solar photovoltaic panels, 2.5 kWp', 'cost_min': 3500, 'cost_max': 5500, 'typical_saving': 590, 'energy_rating': 'B 90', 'env_rating': 'B 91', 'green_deal': 'Y'}, {'description': 'Wind turbine', 'cost_min': 15000, 'cost_max': 25000, 'typical_saving': 1313, 'energy_rating': 'A 104', 'env_rating': 'A 104', 'green_deal': 'Y'}, {'description': None, 'cost_min': None, 'cost_max': None, 'typical_saving': None, 'energy_rating': None, 'env_rating': None, 'green_deal': None}] | [{'description': 'Timber frame, as built, insulated (assumed)', 'energy_rating': 'Good', 'env_rating': 'Good'}] | [{'description': 'Pitched, 270 mm loft insulation', 'energy_rating': 'Good', 'env_rating': 'Good'}] | [{'description': 'Suspended, insulated (assumed)', 'energy_rating': 'N/A', 'env_rating': 'N/A'}, {'description': 'To unheated space, insulated (assumed)', 'energy_rating': 'N/A', 'env_rating': 'N/A'}] | [{'description': 'Description: Fully double glazed', 'energy_rating': 'Good', 'env_rating': 'Good'}] | [{'description': 'Air source heat pump, radiators, electric', 'energy_rating': 'Very Good', 'env_rating': 'Very Good'}] | [{'description': 'Programmer, TRVs and bypass', 'energy_rating': 'Average', 'env_rating': 'Average'}] | [{'description': 'Room heaters, wood logs', 'energy_rating': 'N/A', 'env_rating': 'N/A'}] | [{'description': 'From main system', 'energy_rating': 'Poor', 'env_rating': 'Good'}] | [{'description': 'Low energy lighting in all fixed outlets', 'energy_rating': 'Very Good', 'env_rating': 'Very Good'}] | [] | 23 | 21 | 117 | 1.0636363636363635 | -0.2 | -0.071429 | 181 | TRUE | TRUE | FALSE | [{'description': 'Solar water heating', 'cost_min': 4000, 'cost_max': 6000, 'typical_saving': 180, 'energy_rating': 'B 83', 'env_rating': 'B 85', 'green_deal': 'Y'}, {'description': 'Solar photovoltaic panels, 2.5 kWp', 'cost_min': 3500, 'cost_max': 5500, 'typical_saving': 590, 'energy_rating': 'B 90', 'env_rating': 'B 91', 'green_deal': 'Y'}, {'description': 'Wind turbine', 'cost_min': 15000, 'cost_max': 25000, 'typical_saving': 1313, 'energy_rating': 'A 104', 'env_rating': 'A 104', 'green_deal': 'Y'}, {'description': None, 'cost_min': None, 'cost_max': None, 'typical_saving': None, 'energy_rating': None, 'env_rating': None, 'green_deal': None}] | 22500 | 36500 | 29500 | 30 | 181 | -26717.5864 | -0.086519 | [{'description': 'Solar water heating', 'cost_min': 4000, 'cost_max': 6000, 'typical_saving': 180, 'energy_rating': 'B 83', 'env_rating': 'B 85', 'green_deal': 'Y'}, {'description': 'Solar photovoltaic panels, 2.5 kWp', 'cost_min': 3500, 'cost_max': 5500, 'typical_saving': 590, 'energy_rating': 'B 90', 'env_rating': 'B 91', 'green_deal': 'Y'}, {'description': 'Wind turbine', 'cost_min': 15000, 'cost_max': 25000, 'typical_saving': 1313, 'energy_rating': 'A 104', 'env_rating': 'A 104', 'green_deal': 'Y'}] | [{'description': 'Solar water heating', 'capex_mid': np.float64(5000.0), 'lifetime': np.int64(30), 'annual_cashflow': 180, 'npv': np.float64(-2232.95881516109), 'irr': 0.005038922963821912}, {'description': 'Solar photovoltaic panels, 2.5 kWp', 'capex_mid': np.float64(4500.0), 'lifetime': np.int64(30), 'annual_cashflow': 590, 'npv': np.float64(4569.746105860868), 'irr': 0.12753201794937308}, {'description': 'Wind turbine', 'capex_mid': np.float64(20000.0), 'lifetime': np.int64(30), 'annual_cashflow': 1313, 'npv': np.float64(184.02819829715457), 'irr': 0.05080555701860101}] | 162.98342541436463 | 252.13675213675216 | -147500000 | TRUE | FALSE | 1 | 3.3333333333333335 | 0.0066667 | 0.6666666666666667 | FALSE | FALSE |  | Unknown | heat pump with radiators or underfloor heating | electricity | heat pump with radiators or underfloor heating ¦ electricity | TRUE | 0.3285714285714285 | 0.32812 | 0.095188 | 0.3825523135867963 | 0 | 0.2639105412192962 | 2 | 75 | SemiDetached_2F | 8.660254037844387 | 8.660254037844387 | 9.130127018922192 | J | 4.72 | 25.98076211353316 | 122.62919717587651 | 21.122 | 21.122 | 0.1722428303082383 | 3.0174285714285713 | 1.4183155670086427 | 2.127473350512964 | air_source_heat_pump_radiators_electric_very_good_room_heaters_wood_logs | [{'main_heat': 'air_source_heat_pump_radiators_electric', 'main_energy': 'very_good', 'secondary_heat': 'room_heaters_wood_logs'}] | Timber frame, as built, insulated (assumed) | Pitched, 270 mm loft insulation | Fully double glazed | timber_frame_as_built_band_J | insulated_roof_270mm | dbl_glz_post_2003
1000238920 | 122009848 | 73 MAIN STREET | FINTRY | GLASGOW | G63 0XE | 56.0535 | -4.2252 | 2023-08-04 | RdSAP, existing dwelling | 2023-08-09 | 273 | 60 | 3537 | 1269 | 60 | D | 75 | C | 51 | E | 70 | C | 71 | Description: Internal or external wall insulation; Indicative Cost: ¬£4,000 - ¬£14,000; Typical Saving: 356; Energy Rating after improvement: C 73; Environmental Rating after improvement: D 68; Green Deal Eligible: Y ¦ Description: Upgrade heating controls; Indicative Cost: ¬£350 - ¬£450; Typical Saving: 44; Energy Rating after improvement: C 74; Environmental Rating after improvement: C 69; Green Deal Eligible: Y ¦ Description: Heat recovery system for mixer showers; Indicative Cost: ¬£585 - ¬£725; Typical Saving: 23; Energy Rating after improvement: C 75; Environmental Rating after improvement: C 70; Green Deal Eligible: Y ¦ | Sandstone or limestone, as built, no insulation (assumed) | Very Poor | Very Poor | Pitched, 200 mm loft insulation | Good | Good | (another dwelling below) | N/A | N/A | Description: Fully double glazed | Average | Average | Boiler and radiators, oil | Average | Good | Programmer, TRVs and bypass | Average | Average | None | N/A | N/A | From main system | Average | Average | Low energy lighting in all fixed outlets | Very Good | Very Good |  |  |  | 4.3 | 1.7 | 2454 | 1248 | 774 | 711 | 309 | 309 |  |  | 8414 | 3082 | 0 | 0 | 4234 |  | before 1919 | 2.28 | S01006074 (Strathendrick) | 170 | 0 | 8 | 8 | 100 | top floor | 1 | 1 | 3 | no corridor | 3 | Stirling |  | boiler with radiators or underfloor heating | oil | 2107 | natural | Single | 100 | double glazing, unknown install date | 1 | Array: Roof Area: 0%; Connection: not applicable (FGHRS or no PV); ¦ | FALSE | owner-occupied | marketed sale |  | 00RGMB | Forth and Endrick | 0 | Semi-Detached | Flat | S01013015 (Kippen and Fintry - 01) | 2023-08-09 08:17 | 0140-1002-2208-9087-3200 | 73 MAIN STREET ¦ G63 0XE | [{'description': 'Internal or external wall insulation', 'cost_min': 4000, 'cost_max': 14000, 'typical_saving': 356, 'energy_rating': 'C 73', 'env_rating': 'D 68', 'green_deal': 'Y'}, {'description': 'Upgrade heating controls', 'cost_min': 350, 'cost_max': 450, 'typical_saving': 44, 'energy_rating': 'C 74', 'env_rating': 'C 69', 'green_deal': 'Y'}, {'description': 'Heat recovery system for mixer showers', 'cost_min': 585, 'cost_max': 725, 'typical_saving': 23, 'energy_rating': 'C 75', 'env_rating': 'C 70', 'green_deal': 'Y'}, {'description': None, 'cost_min': None, 'cost_max': None, 'typical_saving': None, 'energy_rating': None, 'env_rating': None, 'green_deal': None}] | [{'description': 'Sandstone or limestone, as built, no insulation (assumed)', 'energy_rating': 'Very Poor', 'env_rating': 'Very Poor'}] | [{'description': 'Pitched, 200 mm loft insulation', 'energy_rating': 'Good', 'env_rating': 'Good'}] | [{'description': '(another dwelling below)', 'energy_rating': 'N/A', 'env_rating': 'N/A'}] | [{'description': 'Description: Fully double glazed', 'energy_rating': 'Average', 'env_rating': 'Average'}] | [{'description': 'Boiler and radiators, oil', 'energy_rating': 'Average', 'env_rating': 'Good'}] | [{'description': 'Programmer, TRVs and bypass', 'energy_rating': 'Average', 'env_rating': 'Average'}] | [{'description': 'None', 'energy_rating': 'N/A', 'env_rating': 'N/A'}] | [{'description': 'From main system', 'energy_rating': 'Average', 'env_rating': 'Average'}] | [{'description': 'Low energy lighting in all fixed outlets', 'energy_rating': 'Very Good', 'env_rating': 'Very Good'}] | [] | 15 | 19 | 103 | 0.3772893772893773 | 2.5999999999999996 | 0.6046511627906976 | 423 | TRUE | TRUE | TRUE | [{'description': 'Internal or external wall insulation', 'cost_min': 4000, 'cost_max': 14000, 'typical_saving': 356, 'energy_rating': 'C 73', 'env_rating': 'D 68', 'green_deal': 'Y'}, {'description': 'Upgrade heating controls', 'cost_min': 350, 'cost_max': 450, 'typical_saving': 44, 'energy_rating': 'C 74', 'env_rating': 'C 69', 'green_deal': 'Y'}, {'description': 'Heat recovery system for mixer showers', 'cost_min': 585, 'cost_max': 725, 'typical_saving': 23, 'energy_rating': 'C 75', 'env_rating': 'C 70', 'green_deal': 'Y'}, {'description': None, 'cost_min': None, 'cost_max': None, 'typical_saving': None, 'energy_rating': None, 'env_rating': None, 'green_deal': None}] | 4935 | 15175 | 10055 | 46.3277 | 423 | -2491.7319 | 0.032338 | [{'description': 'Internal or external wall insulation', 'cost_min': 4000, 'cost_max': 14000, 'typical_saving': 356, 'energy_rating': 'C 73', 'env_rating': 'D 68', 'green_deal': 'Y'}, {'description': 'Upgrade heating controls', 'cost_min': 350, 'cost_max': 450, 'typical_saving': 44, 'energy_rating': 'C 74', 'env_rating': 'C 69', 'green_deal': 'Y'}, {'description': 'Heat recovery system for mixer showers', 'cost_min': 585, 'cost_max': 725, 'typical_saving': 23, 'energy_rating': 'C 75', 'env_rating': 'C 70', 'green_deal': 'Y'}] | [{'description': 'Internal or external wall insulation', 'capex_mid': np.float64(9000.0), 'lifetime': np.int64(50), 'annual_cashflow': 356, 'npv': np.float64(-2500.890536043355), 'irr': 0.030931313598205668}, {'description': 'Upgrade heating controls', 'capex_mid': np.float64(400.0), 'lifetime': np.int64(15), 'annual_cashflow': 44, 'npv': np.float64(56.70495367994599), 'irr': 0.07029602313568728}, {'description': 'Heat recovery system for mixer showers', 'capex_mid': np.float64(655.0), 'lifetime': np.int64(15), 'annual_cashflow': 23, 'npv': np.float64(-416.2678651218463), 'irr': -0.07117919682130014}] | 23.77068557919622 | 97.62135922330096 | 3867307.692307693 | TRUE | FALSE | 1 | 5 | 0.016667 | 1.6666666666666667 | TRUE | TRUE |  | Unknown | boiler with radiators or underfloor heating | oil | boiler with radiators or underfloor heating ¦ oil | TRUE | 0.2142857142857142 | 0.29688 | 0.4172849399617203 | 0.1481151657181117 | 0.6841460234680572 | 0.3199158866598116 | 2 | 30 | SemiDetached_2F | 5.477225575051661 | 5.477225575051661 | 7.5386 | A | 4.56 | 16.431676725154983 | 74.92844586670671 | 14.195 | 14.195 | 0.18945 | 2.027857142857143 | 1.162714393952686 | 1.7440715909290292 | boiler_radiators_oil_average_none | [{'main_heat': 'boiler_radiators_oil', 'main_energy': 'average', 'secondary_heat': 'none'}] | Sandstone or limestone, as built, no insulation (assumed) | Pitched, 200 mm loft insulation | Fully double glazed | sandstone_limestone_as_built_band_A | insulated_roof_200mm | dbl_glz_pre_2003
1001829085 | 122009937 | 9 CULCREUCH AVENUE | FINTRY | GLASGOW | G63 0YB | 56.0561 | -4.2245 | 2023-05-09 | RdSAP, existing dwelling | 2023-05-09 | 570 | 57 | 6477 | 3060 | 55 | D | 117 | A | 41 | E | 95 | A | 96 | Description: Floor insulation (solid floor); Indicative Cost: ¬£4,000 - ¬£6,000; Typical Saving: 185; Energy Rating after improvement: D 59; Environmental Rating after improvement: E 45; Green Deal Eligible: Y ¦ Description: Increase hot water cylinder insulation; Indicative Cost: ¬£15 - ¬£30; Typical Saving: 120; Energy Rating after improvement: D 61; Environmental Rating after improvement: E 47; Green Deal Eligible: Y ¦ Description: High heat retention storage heaters and dual immersion cylinder; Indicative Cost: ¬£1,600 - ¬£2,400; Typical Saving: 644; Energy Rating after improvement: C 73; Environmental Rating after improvement: E 54; Green Deal Eligible: Y ¦ Description: Solar photovoltaic panels, 2.5 kWp; Indicative Cost: ¬£3,500 - ¬£5,500; Typical Saving: 620; Energy Rating after improvement: B 89; Environmental Rating after improvement: C 71; Green Deal Eligible: Y ¦ Description: Wind turbine; Indicative Cost: ¬£15,000 - ¬£25,000; Typical Saving: 1403; Energy Rating after improvement: A 117; Environmental Rating after improvement: A 95; Green Deal Eligible: Y ¦ Description: Solar water heating; Indicative Cost: ¬£4,000 - ¬£6,000; Typical Saving: 70; Energy Rating after improvement: C 75; Environmental Rating after improvement: D 59; Green Deal Eligible: Y ¦ | System built, with external insulation | Good | Good | Pitched, 270 mm loft insulation | Good | Good | Solid, no insulation (assumed) | N/A | N/A | Description: Fully double glazed | Average | Average | Electric storage heaters | Average | Very Poor | Manual charge control | Poor | Poor | Portable electric heaters (assumed) | N/A | N/A | Electric immersion, off-peak | Very Poor | Poor | Low energy lighting in all fixed outlets | Very Good | Very Good |  |  |  | 5.5 | 4.6 | 4077 | 2607 | 2085 | 495 | 315 | 315 | Description: Biomass boiler (Exempted Appliance if in Smoke Control Area) ¦ Description: Air or ground source heat pump ¦ |  | 8073 | 2299 | 0 | 0 | 0 |  | 1930-1949 | 2.4 | S01006074 (Strathendrick) | 94 | 0 | 12 | 12 | 100 |  |  | 1 | 4 |  | 2 | Stirling |  | electric storage heaters | electricity | 2401 | natural | dual | 100 | double glazing installed before 2002 | 0 | Array: Roof Area: 0%; Connection: not applicable (FGHRS or no PV); ¦ | FALSE | owner-occupied | none of the above |  | 00RGMB | Forth and Endrick | 0 | Semi-Detached | House | S01013015 (Kippen and Fintry - 01) | 2023-05-09 18:14 | 5800-0210-0922-8108-1573 | 9 CULCREUCH AVENUE ¦ G63 0YB | [{'description': 'Floor insulation (solid floor)', 'cost_min': 4000, 'cost_max': 6000, 'typical_saving': 185, 'energy_rating': 'D 59', 'env_rating': 'E 45', 'green_deal': 'Y'}, {'description': 'Increase hot water cylinder insulation', 'cost_min': 15, 'cost_max': 30, 'typical_saving': 120, 'energy_rating': 'D 61', 'env_rating': 'E 47', 'green_deal': 'Y'}, {'description': 'High heat retention storage heaters and dual immersion cylinder', 'cost_min': 1600, 'cost_max': 2400, 'typical_saving': 644, 'energy_rating': 'C 73', 'env_rating': 'E 54', 'green_deal': 'Y'}, {'description': 'Solar photovoltaic panels, 2.5 kWp', 'cost_min': 3500, 'cost_max': 5500, 'typical_saving': 620, 'energy_rating': 'B 89', 'env_rating': 'C 71', 'green_deal': 'Y'}, {'description': 'Wind turbine', 'cost_min': 15000, 'cost_max': 25000, 'typical_saving': 1403, 'energy_rating': 'A 117', 'env_rating': 'A 95', 'green_deal': 'Y'}, {'description': 'Solar water heating', 'cost_min': 4000, 'cost_max': 6000, 'typical_saving': 70, 'energy_rating': 'C 75', 'env_rating': 'D 59', 'green_deal': 'Y'}, {'description': None, 'cost_min': None, 'cost_max': None, 'typical_saving': None, 'energy_rating': None, 'env_rating': None, 'green_deal': None}] | [{'description': 'System built, with external insulation', 'energy_rating': 'Good', 'env_rating': 'Good'}] | [{'description': 'Pitched, 270 mm loft insulation', 'energy_rating': 'Good', 'env_rating': 'Good'}] | [{'description': 'Solid, no insulation (assumed)', 'energy_rating': 'N/A', 'env_rating': 'N/A'}] | [{'description': 'Description: Fully double glazed', 'energy_rating': 'Average', 'env_rating': 'Average'}] | [{'description': 'Electric storage heaters', 'energy_rating': 'Average', 'env_rating': 'Very Poor'}] | [{'description': 'Manual charge control', 'energy_rating': 'Poor', 'env_rating': 'Poor'}] | [{'description': 'Portable electric heaters (assumed)', 'energy_rating': 'N/A', 'env_rating': 'N/A'}] | [{'description': 'Electric immersion, off-peak', 'energy_rating': 'Very Poor', 'env_rating': 'Poor'}] | [{'description': 'Low energy lighting in all fixed outlets', 'energy_rating': 'Very Good', 'env_rating': 'Very Good'}] | [] | 62 | 54 | 476 | 0.8350877192982457 | 0.9000000000000004 | 0.1636363636363637 | 1020 | TRUE | TRUE | TRUE | [{'description': 'Floor insulation (solid floor)', 'cost_min': 4000, 'cost_max': 6000, 'typical_saving': 185, 'energy_rating': 'D 59', 'env_rating': 'E 45', 'green_deal': 'Y'}, {'description': 'Increase hot water cylinder insulation', 'cost_min': 15, 'cost_max': 30, 'typical_saving': 120, 'energy_rating': 'D 61', 'env_rating': 'E 47', 'green_deal': 'Y'}, {'description': 'High heat retention storage heaters and dual immersion cylinder', 'cost_min': 1600, 'cost_max': 2400, 'typical_saving': 644, 'energy_rating': 'C 73', 'env_rating': 'E 54', 'green_deal': 'Y'}, {'description': 'Solar photovoltaic panels, 2.5 kWp', 'cost_min': 3500, 'cost_max': 5500, 'typical_saving': 620, 'energy_rating': 'B 89', 'env_rating': 'C 71', 'green_deal': 'Y'}, {'description': 'Wind turbine', 'cost_min': 15000, 'cost_max': 25000, 'typical_saving': 1403, 'energy_rating': 'A 117', 'env_rating': 'A 95', 'green_deal': 'Y'}, {'description': 'Solar water heating', 'cost_min': 4000, 'cost_max': 6000, 'typical_saving': 70, 'energy_rating': 'C 75', 'env_rating': 'D 59', 'green_deal': 'Y'}, {'description': None, 'cost_min': None, 'cost_max': None, 'typical_saving': None, 'energy_rating': None, 'env_rating': None, 'green_deal': None}] | 28115 | 44930 | 36522.5 | 32.190430556506264 | 1020 | -20403.7698 | -0.0066734 | [{'description': 'Floor insulation (solid floor)', 'cost_min': 4000, 'cost_max': 6000, 'typical_saving': 185, 'energy_rating': 'D 59', 'env_rating': 'E 45', 'green_deal': 'Y'}, {'description': 'Increase hot water cylinder insulation', 'cost_min': 15, 'cost_max': 30, 'typical_saving': 120, 'energy_rating': 'D 61', 'env_rating': 'E 47', 'green_deal': 'Y'}, {'description': 'High heat retention storage heaters and dual immersion cylinder', 'cost_min': 1600, 'cost_max': 2400, 'typical_saving': 644, 'energy_rating': 'C 73', 'env_rating': 'E 54', 'green_deal': 'Y'}, {'description': 'Solar photovoltaic panels, 2.5 kWp', 'cost_min': 3500, 'cost_max': 5500, 'typical_saving': 620, 'energy_rating': 'B 89', 'env_rating': 'C 71', 'green_deal': 'Y'}, {'description': 'Wind turbine', 'cost_min': 15000, 'cost_max': 25000, 'typical_saving': 1403, 'energy_rating': 'A 117', 'env_rating': 'A 95', 'green_deal': 'Y'}, {'description': 'Solar water heating', 'cost_min': 4000, 'cost_max': 6000, 'typical_saving': 70, 'energy_rating': 'C 75', 'env_rating': 'D 59', 'green_deal': 'Y'}] | [{'description': 'Floor insulation (solid floor)', 'capex_mid': np.float64(5000.0), 'lifetime': np.int64(50), 'annual_cashflow': 185, 'npv': np.float64(-1622.6537897978117), 'irr': 0.027443277413413902}, {'description': 'Increase hot water cylinder insulation', 'capex_mid': np.float64(22.5), 'lifetime': np.int64(30), 'annual_cashflow': 120, 'npv': np.float64(1822.1941232259394), 'irr': 5.333333333333314}, {'description': 'High heat retention storage heaters and dual immersion cylinder', 'capex_mid': np.float64(2000.0), 'lifetime': np.int64(20), 'annual_cashflow': 644, 'npv': np.float64(6025.663460595748), 'irr': 0.32076593310718793}, {'description': 'Solar photovoltaic panels, 2.5 kWp', 'capex_mid': np.float64(4500.0), 'lifetime': np.int64(30), 'annual_cashflow': 620, 'npv': np.float64(5030.919636667353), 'irr': 0.13466498988479492}, {'description': 'Wind turbine', 'capex_mid': np.float64(20000.0), 'lifetime': np.int64(30), 'annual_cashflow': 1403, 'npv': np.float64(1567.548790716611), 'irr': 0.05676218261155985}, {'description': 'Solar water heating', 'capex_mid': np.float64(5000.0), 'lifetime': np.int64(30), 'annual_cashflow': 70, 'npv': np.float64(-3923.928428118202), 'irr': -0.048798061876602516}] | 35.806372549019606 | 76.7279 | 40580555.55555554 | TRUE | FALSE | 0.5 | 7.017543859649122 | 0.017544 | 1.7543859649122806 | FALSE | FALSE |  | Unknown | electric storage heaters | electricity | electric storage heaters ¦ electricity | TRUE | 0.8857142857142857 | 0.84375 | 0.1791336389873901 | 0.1164148073022312 | 0.8500816070307594 | 0.6817271117629732 | 2 | 28.5 | SemiDetached_2F | 5.338539126015656 | 5.338539126015656 | 7.469269563007828 | C | 4.8 | 16.01561737804697 | 76.87496341462544 | 13.829 | 13.829 | 0.1798895165050451 | 1.9755714285714288 | 1.1476269511682005 | 1.7214404267523007 | electric_storage_heaters_average_portable_electric_heaters | [{'main_heat': 'electric_storage_heaters', 'main_energy': 'average', 'secondary_heat': 'portable_electric_heaters'}] | System built, with external insulation | Pitched, 270 mm loft insulation | Fully double glazed | NIM | insulated_roof_270mm | dbl_glz_pre_2003
1001063646 | 122009829 | 33 MAIN STREET | FINTRY | GLASGOW | G63 0XA | 56.0529 | -4.2232 | 2022-11-17 | RdSAP, existing dwelling | 2022-11-17 | 444 | 72 | 4059 | 819 | 63 | D | 70 | C | 47 | E | 58 | D | 75 | Description: Floor insulation (suspended floor); Indicative Cost: ¬£800 - ¬£1,200; Typical Saving: 233; Energy Rating after improvement: C 70; Environmental Rating after improvement: D 58; Green Deal Eligible: Y ¦ Description: Cavity wall insulation; Indicative Cost: ¬£500 - ¬£1,500; Typical Saving: 40; Energy Rating after improvement: D 64; Environmental Rating after improvement: E 48; Green Deal Eligible: Y ¦ | Cavity wall, as built, partial insulation (assumed) ¦ Cavity wall, filled cavity | Average ¦ Average | Average ¦ Average | (another dwelling above) | N/A | N/A | Suspended, no insulation (assumed) | N/A | N/A | Description: Fully double glazed | Average | Average | Electric storage heaters | Average | Poor | Controls for high heat retention storage heaters | Good | Good | Room heaters, electric | N/A | N/A | Electric immersion, off-peak | Very Poor | Poor | Low energy lighting in all fixed outlets | Very Good | Very Good |  |  |  | 5.4 | 1.2 | 2793 | 1974 | 1041 | 1041 | 225 | 225 | Description: External insulation with cavity wall insulation ¦ |  | 8194 | 1919 | 0 | 348 | 0 |  | 1950-1964 | 2.3 | S01006074 (Strathendrick) | 342 | 0 | 11 | 11 | 100 | ground floor | 0 | 1 | 3 | unheated corridor | 3 | Stirling |  | electric storage heaters | electricity | 2404 | natural | dual | 100 | double glazing installed before 2002 | 0 | Array: Roof Area: 0%; Connection: not applicable (FGHRS or no PV); ¦ | FALSE | rented (social) | rental | 8.3 | 00RGMB | Forth and Endrick | 0 | Semi-Detached | Flat | S01013015 (Kippen and Fintry - 01) | 2022-11-17 09:17 | 9336-1910-4209-6132-6204 | 33 MAIN STREET ¦ G63 0XA | [{'description': 'Floor insulation (suspended floor)', 'cost_min': 800, 'cost_max': 1200, 'typical_saving': 233, 'energy_rating': 'C 70', 'env_rating': 'D 58', 'green_deal': 'Y'}, {'description': 'Cavity wall insulation', 'cost_min': 500, 'cost_max': 1500, 'typical_saving': 40, 'energy_rating': 'D 64', 'env_rating': 'E 48', 'green_deal': 'Y'}, {'description': None, 'cost_min': None, 'cost_max': None, 'typical_saving': None, 'energy_rating': None, 'env_rating': None, 'green_deal': None}] | [{'description': 'Cavity wall, as built, partial insulation (assumed)', 'energy_rating': 'Average', 'env_rating': 'Average'}, {'description': 'Cavity wall, filled cavity', 'energy_rating': 'Average', 'env_rating': 'Average'}] | [{'description': '(another dwelling above)', 'energy_rating': 'N/A', 'env_rating': 'N/A'}] | [{'description': 'Suspended, no insulation (assumed)', 'energy_rating': 'N/A', 'env_rating': 'N/A'}] | [{'description': 'Description: Fully double glazed', 'energy_rating': 'Average', 'env_rating': 'Average'}] | [{'description': 'Electric storage heaters', 'energy_rating': 'Average', 'env_rating': 'Poor'}] | [{'description': 'Controls for high heat retention storage heaters', 'energy_rating': 'Good', 'env_rating': 'Good'}] | [{'description': 'Room heaters, electric', 'energy_rating': 'N/A', 'env_rating': 'N/A'}] | [{'description': 'Electric immersion, off-peak', 'energy_rating': 'Very Poor', 'env_rating': 'Poor'}] | [{'description': 'Low energy lighting in all fixed outlets', 'energy_rating': 'Very Good', 'env_rating': 'Very Good'}] | [] | 7 | 11 | 102 | 0.2297297297297297 | 4.2 | 0.7777777777777778 | 273 | TRUE | TRUE | TRUE | [{'description': 'Floor insulation (suspended floor)', 'cost_min': 800, 'cost_max': 1200, 'typical_saving': 233, 'energy_rating': 'C 70', 'env_rating': 'D 58', 'green_deal': 'Y'}, {'description': 'Cavity wall insulation', 'cost_min': 500, 'cost_max': 1500, 'typical_saving': 40, 'energy_rating': 'D 64', 'env_rating': 'E 48', 'green_deal': 'Y'}, {'description': None, 'cost_min': None, 'cost_max': None, 'typical_saving': None, 'energy_rating': None, 'env_rating': None, 'green_deal': None}] | 1300 | 2700 | 2000 | 50 | 273 | 2983.8676507307987 | 0.1362703593547887 | [{'description': 'Floor insulation (suspended floor)', 'cost_min': 800, 'cost_max': 1200, 'typical_saving': 233, 'energy_rating': 'C 70', 'env_rating': 'D 58', 'green_deal': 'Y'}, {'description': 'Cavity wall insulation', 'cost_min': 500, 'cost_max': 1500, 'typical_saving': 40, 'energy_rating': 'D 64', 'env_rating': 'E 48', 'green_deal': 'Y'}] | [{'description': 'Floor insulation (suspended floor)', 'capex_mid': np.float64(1000.0), 'lifetime': np.int64(50), 'annual_cashflow': 233, 'npv': np.float64(3253.6306323087033), 'irr': 0.2329934034286274}, {'description': 'Cavity wall insulation', 'capex_mid': np.float64(1000.0), 'lifetime': np.int64(50), 'annual_cashflow': 40, 'npv': np.float64(-269.7629815779049), 'irr': 0.03152723890200693}] | 7.326007326007326 | 19.607843137254903 | 476190.4761904761 | TRUE | TRUE | 1 | 4.166666666666666 | 0.013889 | 1.3888888888888888 | TRUE | FALSE |  | Unknown | electric storage heaters | electricity | electric storage heaters ¦ electricity | TRUE | 0.1 | 0.17188 | 0.4900863238841459 | 0.02975 | 0.6688189400053806 | 0.2353564480342521 | 2 | 36 | SemiDetached_2F | 6 | 6 | 7.8 | D | 4.6 | 18 | 82.8 | 14.831799999999998 | 14.831799999999998 | 0.1791280193236714 | 2.1188285714285713 | 1.1885084690284629 | 1.7827627035426945 | electric_storage_heaters_average_room_heaters_electric | [{'main_heat': 'electric_storage_heaters', 'main_energy': 'average', 'secondary_heat': 'room_heaters_electric'}] | Cavity wall, as built, partial insulation (assumed) | (another dwelling above) | Fully double glazed | cavity_as_built_bands_A_to_E | NIM | dbl_glz_pre_2003
1001829058 | 122009862 | 10 CULCREUCH AVENUE | FINTRY | GLASGOW | G63 0YB | 56.0557 | -4.2244 | 2022-10-03 | RdSAP, existing dwelling | 2022-10-06 | 207 | 92 | 2403 | 264 | 64 | D | 79 | C | 56 | D | 71 | C | 54 | Description: Solar water heating; Indicative Cost: ¬£4,000 - ¬£6,000; Typical Saving: 32; Energy Rating after improvement: C 69; Environmental Rating after improvement: D 63; Green Deal Eligible: Y ¦ Description: Solar photovoltaic panels, 2.5 kWp; Indicative Cost: ¬£3,500 - ¬£5,500; Typical Saving: 328; Energy Rating after improvement: C 79; Environmental Rating after improvement: C 71; Green Deal Eligible: Y ¦ Description: Floor insulation (solid floor); Indicative Cost: ¬£4,000 - ¬£6,000; Typical Saving: 56; Energy Rating after improvement: D 67; Environmental Rating after improvement: D 60; Green Deal Eligible: Y ¦ | System built, with external insulation | Good | Good | Pitched, 270 mm loft insulation | Good | Good | Solid, no insulation (assumed) | N/A | N/A | Description: Fully double glazed | Average | Average | Boiler and radiators, oil | Average | Average | Programmer, room thermostat and TRVs | Good | Good | None | N/A | N/A | From main system | Average | Average | Low energy lighting in all fixed outlets | Very Good | Very Good |  |  |  | 5 | 1.5 | 1611 | 1443 | 555 | 459 | 237 | 237 |  |  | 10236 | 3681 | 0 | 0 | 0 |  | 1950-1964 | 2.4 | S01006074 (Strathendrick) | 128 | 0 | 11 | 11 | 100 |  |  | 1 | 4 |  | 4 | Stirling |  | boiler with radiators or underfloor heating | oil | 2106 | natural | dual (24 hour) | 100 | double glazing, unknown install date | 0 | Array: Roof Area: 0%; Connection: not applicable (FGHRS or no PV); ¦ | FALSE | owner-occupied | marketed sale |  | 00RGMB | Forth and Endrick | 0 | Semi-Detached | House | S01013015 (Kippen and Fintry - 01) | 2022-10-06 09:16 | 0678-1918-5200-0192-2200 | 10 CULCREUCH AVENUE ¦ G63 0YB | [{'description': 'Solar water heating', 'cost_min': 4000, 'cost_max': 6000, 'typical_saving': 32, 'energy_rating': 'C 69', 'env_rating': 'D 63', 'green_deal': 'Y'}, {'description': 'Solar photovoltaic panels, 2.5 kWp', 'cost_min': 3500, 'cost_max': 5500, 'typical_saving': 328, 'energy_rating': 'C 79', 'env_rating': 'C 71', 'green_deal': 'Y'}, {'description': 'Floor insulation (solid floor)', 'cost_min': 4000, 'cost_max': 6000, 'typical_saving': 56, 'energy_rating': 'D 67', 'env_rating': 'D 60', 'green_deal': 'Y'}, {'description': None, 'cost_min': None, 'cost_max': None, 'typical_saving': None, 'energy_rating': None, 'env_rating': None, 'green_deal': None}] | [{'description': 'System built, with external insulation', 'energy_rating': 'Good', 'env_rating': 'Good'}] | [{'description': 'Pitched, 270 mm loft insulation', 'energy_rating': 'Good', 'env_rating': 'Good'}] | [{'description': 'Solid, no insulation (assumed)', 'energy_rating': 'N/A', 'env_rating': 'N/A'}] | [{'description': 'Description: Fully double glazed', 'energy_rating': 'Average', 'env_rating': 'Average'}] | [{'description': 'Boiler and radiators, oil', 'energy_rating': 'Average', 'env_rating': 'Average'}] | [{'description': 'Programmer, room thermostat and TRVs', 'energy_rating': 'Good', 'env_rating': 'Good'}] | [{'description': 'None', 'energy_rating': 'N/A', 'env_rating': 'N/A'}] | [{'description': 'From main system', 'energy_rating': 'Average', 'env_rating': 'Average'}] | [{'description': 'Low energy lighting in all fixed outlets', 'energy_rating': 'Very Good', 'env_rating': 'Very Good'}] | [] | 15 | 15 | 79 | 0.3816425120772946 | 3.5 | 0.7 | 88 | TRUE | TRUE | TRUE | [{'description': 'Solar water heating', 'cost_min': 4000, 'cost_max': 6000, 'typical_saving': 32, 'energy_rating': 'C 69', 'env_rating': 'D 63', 'green_deal': 'Y'}, {'description': 'Solar photovoltaic panels, 2.5 kWp', 'cost_min': 3500, 'cost_max': 5500, 'typical_saving': 328, 'energy_rating': 'C 79', 'env_rating': 'C 71', 'green_deal': 'Y'}, {'description': 'Floor insulation (solid floor)', 'cost_min': 4000, 'cost_max': 6000, 'typical_saving': 56, 'energy_rating': 'D 67', 'env_rating': 'D 60', 'green_deal': 'Y'}, {'description': None, 'cost_min': None, 'cost_max': None, 'typical_saving': None, 'energy_rating': None, 'env_rating': None, 'green_deal': None}] | 11500 | 17500 | 14500 | 36.89655172413793 | 88 | -13043.877 | -0.066663 | [{'description': 'Solar water heating', 'cost_min': 4000, 'cost_max': 6000, 'typical_saving': 32, 'energy_rating': 'C 69', 'env_rating': 'D 63', 'green_deal': 'Y'}, {'description': 'Solar photovoltaic panels, 2.5 kWp', 'cost_min': 3500, 'cost_max': 5500, 'typical_saving': 328, 'energy_rating': 'C 79', 'env_rating': 'C 71', 'green_deal': 'Y'}, {'description': 'Floor insulation (solid floor)', 'cost_min': 4000, 'cost_max': 6000, 'typical_saving': 56, 'energy_rating': 'D 67', 'env_rating': 'D 60', 'green_deal': 'Y'}] | [{'description': 'Solar water heating', 'capex_mid': np.float64(5000.0), 'lifetime': np.int64(30), 'annual_cashflow': 32, 'npv': np.float64(-4508.081567139749), 'irr': -0.0847255883351814}, {'description': 'Solar photovoltaic panels, 2.5 kWp', 'capex_mid': np.float64(4500.0), 'lifetime': np.int64(30), 'annual_cashflow': 328, 'npv': np.float64(542.1639368175676), 'irr': 0.06030850113193442}, {'description': 'Floor insulation (solid floor)', 'capex_mid': np.float64(5000.0), 'lifetime': np.int64(50), 'annual_cashflow': 56, 'npv': np.float64(-3977.6681742090664), 'irr': -0.020742057326290086}] | 164.77272727272728 | 183.54430379746836 | 4142857.1428571423 | TRUE | FALSE | 1 | 4.3478260869565215 | 0.01087 | 1.0869565217391304 | FALSE | FALSE |  | Unknown | boiler with radiators or underfloor heating | oil | boiler with radiators or underfloor heating ¦ oil | TRUE | 0.2142857142857142 | 0.23438 | 0.2769878329262787 | 0.2784810126582278 | 0.6853914447134785 | 0.30688 | 2 | 46 | SemiDetached_2F | 6.782329983125268 | 6.782329983125268 | 8.191164991562633 | D | 4.8 | 20.346989949375804 | 97.66555175700384 | 17.4198 | 17.4198 | 0.17836 | 2.488542857142857 | 1.288032830105107 | 1.9320492451576603 | boiler_radiators_oil_average_none | [{'main_heat': 'boiler_radiators_oil', 'main_energy': 'average', 'secondary_heat': 'none'}] | System built, with external insulation | Pitched, 270 mm loft insulation | Fully double glazed | system_external_insulation_band_D | insulated_roof_270mm | dbl_glz_pre_2003
1234806523 | 122010004 | ROSEBANK | FINTRY | GLASGOW | G63 0LW | 56.05282399999999 | -4.2206 | 2022-08-25 | RdSAP, existing dwelling | 2022-09-02 | 488 | 172 | 9735 | 3732 | 50 | E | 77 | C | 33 | F | 55 | D | 82 | Description: High heat retention storage heaters and dual immersion cylinder; Indicative Cost: ¬£2,400 - ¬£3,600; Typical Saving: 650; Energy Rating after improvement: C 69; Environmental Rating after improvement: E 48; Green Deal Eligible: Y ¦ Description: Solar water heating; Indicative Cost: ¬£4,000 - ¬£6,000; Typical Saving: 74; Energy Rating after improvement: C 70; Environmental Rating after improvement: E 50; Green Deal Eligible: Y ¦ Description: Solar photovoltaic panels, 2.5 kWp; Indicative Cost: ¬£3,500 - ¬£5,500; Typical Saving: 328; Energy Rating after improvement: C 77; Environmental Rating after improvement: D 55; Green Deal Eligible: Y ¦ Description: Floor insulation (suspended floor); Indicative Cost: ¬£800 - ¬£1,200; Typical Saving: 519; Energy Rating after improvement: D 58; Environmental Rating after improvement: E 41; Green Deal Eligible: Y ¦ | Timber frame, as built, insulated (assumed) | Good | Good | Pitched, 250 mm loft insulation | Good | Good | Suspended, no insulation (assumed) | N/A | N/A | Description: Fully double glazed | Average | Average | Electric storage heaters | Average | Very Poor | Manual charge control | Poor | Poor | Portable electric heaters (assumed) | N/A | N/A | Electric immersion, off-peak | Very Poor | Poor | Low energy lighting in 88% of fixed outlets | Very Good | Very Good |  |  |  | 14 | 5.3 | 8229 | 5169 | 1104 | 432 | 402 | 402 | Description: Biomass boiler (Exempted Appliance if in Smoke Control Area) ¦ Description: Air or ground source heat pump ¦ |  | 24537 | 2109 | 0 | 0 | 0 |  | 1984-1991 | 2.4 | S01006074 (Strathendrick) | 298 | 0 | 16 | 14 | 88 |  |  | 1 | 6 |  | 6 | Stirling |  | electric storage heaters | electricity | 2401 | natural | dual | 100 | double glazing installed before 2002 | 0 | Array: Roof Area: 0%; Connection: not applicable (FGHRS or no PV); ¦ | FALSE | owner-occupied | marketed sale |  | 00RGMB | Forth and Endrick | 0 | Detached | Bungalow | S01013015 (Kippen and Fintry - 01) | 2022-09-02 15:45 | 2353-1048-2238-5262-0224 | ROSEBANK ¦ G63 0LW | [{'description': 'High heat retention storage heaters and dual immersion cylinder', 'cost_min': 2400, 'cost_max': 3600, 'typical_saving': 650, 'energy_rating': 'C 69', 'env_rating': 'E 48', 'green_deal': 'Y'}, {'description': 'Solar water heating', 'cost_min': 4000, 'cost_max': 6000, 'typical_saving': 74, 'energy_rating': 'C 70', 'env_rating': 'E 50', 'green_deal': 'Y'}, {'description': 'Solar photovoltaic panels, 2.5 kWp', 'cost_min': 3500, 'cost_max': 5500, 'typical_saving': 328, 'energy_rating': 'C 77', 'env_rating': 'D 55', 'green_deal': 'Y'}, {'description': 'Floor insulation (suspended floor)', 'cost_min': 800, 'cost_max': 1200, 'typical_saving': 519, 'energy_rating': 'D 58', 'env_rating': 'E 41', 'green_deal': 'Y'}, {'description': None, 'cost_min': None, 'cost_max': None, 'typical_saving': None, 'energy_rating': None, 'env_rating': None, 'green_deal': None}] | [{'description': 'Timber frame, as built, insulated (assumed)', 'energy_rating': 'Good', 'env_rating': 'Good'}] | [{'description': 'Pitched, 250 mm loft insulation', 'energy_rating': 'Good', 'env_rating': 'Good'}] | [{'description': 'Suspended, no insulation (assumed)', 'energy_rating': 'N/A', 'env_rating': 'N/A'}] | [{'description': 'Description: Fully double glazed', 'energy_rating': 'Average', 'env_rating': 'Average'}] | [{'description': 'Electric storage heaters', 'energy_rating': 'Average', 'env_rating': 'Very Poor'}] | [{'description': 'Manual charge control', 'energy_rating': 'Poor', 'env_rating': 'Poor'}] | [{'description': 'Portable electric heaters (assumed)', 'energy_rating': 'N/A', 'env_rating': 'N/A'}] | [{'description': 'Electric immersion, off-peak', 'energy_rating': 'Very Poor', 'env_rating': 'Poor'}] | [{'description': 'Low energy lighting in 88% of fixed outlets', 'energy_rating': 'Very Good', 'env_rating': 'Very Good'}] | [] | 27 | 22 | 190 | 0.3893442622950819 | 8.7 | 0.6214285714285713 | 1244 | TRUE | TRUE | TRUE | [{'description': 'High heat retention storage heaters and dual immersion cylinder', 'cost_min': 2400, 'cost_max': 3600, 'typical_saving': 650, 'energy_rating': 'C 69', 'env_rating': 'E 48', 'green_deal': 'Y'}, {'description': 'Solar water heating', 'cost_min': 4000, 'cost_max': 6000, 'typical_saving': 74, 'energy_rating': 'C 70', 'env_rating': 'E 50', 'green_deal': 'Y'}, {'description': 'Solar photovoltaic panels, 2.5 kWp', 'cost_min': 3500, 'cost_max': 5500, 'typical_saving': 328, 'energy_rating': 'C 77', 'env_rating': 'D 55', 'green_deal': 'Y'}, {'description': 'Floor insulation (suspended floor)', 'cost_min': 800, 'cost_max': 1200, 'typical_saving': 519, 'energy_rating': 'D 58', 'env_rating': 'E 41', 'green_deal': 'Y'}, {'description': None, 'cost_min': None, 'cost_max': None, 'typical_saving': None, 'energy_rating': None, 'env_rating': None, 'green_deal': None}] | 10700 | 16300 | 13500 | 29.25925925925926 | 1244 | 5335.495531314351 | 0.08303 | [{'description': 'High heat retention storage heaters and dual immersion cylinder', 'cost_min': 2400, 'cost_max': 3600, 'typical_saving': 650, 'energy_rating': 'C 69', 'env_rating': 'E 48', 'green_deal': 'Y'}, {'description': 'Solar water heating', 'cost_min': 4000, 'cost_max': 6000, 'typical_saving': 74, 'energy_rating': 'C 70', 'env_rating': 'E 50', 'green_deal': 'Y'}, {'description': 'Solar photovoltaic panels, 2.5 kWp', 'cost_min': 3500, 'cost_max': 5500, 'typical_saving': 328, 'energy_rating': 'C 77', 'env_rating': 'D 55', 'green_deal': 'Y'}, {'description': 'Floor insulation (suspended floor)', 'cost_min': 800, 'cost_max': 1200, 'typical_saving': 519, 'energy_rating': 'D 58', 'env_rating': 'E 41', 'green_deal': 'Y'}] | [{'description': 'High heat retention storage heaters and dual immersion cylinder', 'capex_mid': np.float64(3000.0), 'lifetime': np.int64(20), 'annual_cashflow': 650, 'npv': np.float64(5100.436722650988), 'irr': 0.21203786760225762}, {'description': 'Solar water heating', 'capex_mid': np.float64(5000.0), 'lifetime': np.int64(30), 'annual_cashflow': 74, 'npv': np.float64(-3862.4386240106714), 'irr': -0.04601429086850184}, {'description': 'Solar photovoltaic panels, 2.5 kWp', 'capex_mid': np.float64(4500.0), 'lifetime': np.int64(30), 'annual_cashflow': 328, 'npv': np.float64(542.1639368175676), 'irr': 0.06030850113193442}, {'description': 'Floor insulation (suspended floor)', 'capex_mid': np.float64(1000.0), 'lifetime': np.int64(50), 'annual_cashflow': 519, 'npv': np.float64(8474.825314026684), 'irr': 0.5189999995662102}] | 10.85209003215434 | 71.05263157894737 | 1551724.137931035 | TRUE | TRUE | 1 | 3.488372093023256 | 0.005814 | 0.5813953488372093 | FALSE | FALSE |  | Unknown | electric storage heaters | electricity | electric storage heaters ¦ electricity | TRUE | 0.3857142857142857 | 0.34375 | 0.5213526287830675 | 0.1078039927404718 | 0.6736801090979933 | 0.3881971638683622 | 2 | 86 | Detached_2F | 11.357816691600547 | 7.571877794400365 | 8.585938897200183 | G | 4.8 | 37.859388972001824 | 181.72506706560876 | 28.5652 | 28.5652 | 0.1571891014335794 | 4.080742857142857 | 1.6493923845147451 | 2.474088576772118 | electric_storage_heaters_average_portable_electric_heaters | [{'main_heat': 'electric_storage_heaters', 'main_energy': 'average', 'secondary_heat': 'portable_electric_heaters'}] | Timber frame, as built, insulated (assumed) | Pitched, 250 mm loft insulation | Fully double glazed | timber_frame_as_built_bands_G_to_I | insulated_roof_250mm | dbl_glz_pre_2003
1001664941 | 122009916 | 6 DUNMORE GARDENS | FINTRY | GLASGOW | G63 0XN | 56.05208930000001 | -4.2229 | 2022-08-02 | RdSAP, existing dwelling | 2022-08-05 | 227 | 136 | 5877 | 816 | 62 | D | 75 | C | 66 | D | 78 | C | 38 | Description: Solar water heating; Indicative Cost: ¬£4,000 - ¬£6,000; Typical Saving: 85; Energy Rating after improvement: D 68; Environmental Rating after improvement: C 71; Green Deal Eligible: Y ¦ Description: Solar photovoltaic panels, 2.5 kWp; Indicative Cost: ¬£3,500 - ¬£5,500; Typical Saving: 312; Energy Rating after improvement: C 75; Environmental Rating after improvement: C 78; Green Deal Eligible: Y ¦ Description: Time and temperature zone control; Indicative Cost: ¬£350 - ¬£450; Typical Saving: 186; Energy Rating after improvement: D 66; Environmental Rating after improvement: C 69; Green Deal Eligible: Y ¦ | Timber frame, as built, insulated (assumed) | Good | Good | Pitched, 250 mm loft insulation | Good | Good | Suspended, insulated | N/A | N/A | Description: Fully double glazed | Average | Average | Air source heat pump, radiators, electric | Poor | Good | Programmer and room thermostat | Average | Average | None | N/A | N/A | From main system | Poor | Good | Low energy lighting in all fixed outlets | Very Good | Very Good |  |  |  | 5.2 | 1.5 | 4989 | 4431 | 588 | 330 | 300 | 300 |  | Description: Air source heat pump ¦ | 14337 | 1711 | 0 | 0 | 0 |  | 1992-1998 | 2.42 | S01006074 (Strathendrick) | 160 | 0 | 18 | 18 | 100 |  |  | 1 | 5 |  | 5 | Stirling |  | heat pump with radiators or underfloor heating | electricity | 2204 | natural | Single | 100 | double glazing installed before 2002 | 0 | Array: Roof Area: 0%; Connection: not applicable (FGHRS or no PV); ¦ | FALSE | owner-occupied | marketed sale |  | 00RGMB | Forth and Endrick | 0 | Detached | Bungalow | S01013015 (Kippen and Fintry - 01) | 2022-08-05 08:27 | 0721-1016-4208-9142-6200 | 6 DUNMORE GARDENS ¦ G63 0XN | [{'description': 'Solar water heating', 'cost_min': 4000, 'cost_max': 6000, 'typical_saving': 85, 'energy_rating': 'D 68', 'env_rating': 'C 71', 'green_deal': 'Y'}, {'description': 'Solar photovoltaic panels, 2.5 kWp', 'cost_min': 3500, 'cost_max': 5500, 'typical_saving': 312, 'energy_rating': 'C 75', 'env_rating': 'C 78', 'green_deal': 'Y'}, {'description': 'Time and temperature zone control', 'cost_min': 350, 'cost_max': 450, 'typical_saving': 186, 'energy_rating': 'D 66', 'env_rating': 'C 69', 'green_deal': 'Y'}, {'description': None, 'cost_min': None, 'cost_max': None, 'typical_saving': None, 'energy_rating': None, 'env_rating': None, 'green_deal': None}] | [{'description': 'Timber frame, as built, insulated (assumed)', 'energy_rating': 'Good', 'env_rating': 'Good'}] | [{'description': 'Pitched, 250 mm loft insulation', 'energy_rating': 'Good', 'env_rating': 'Good'}] | [{'description': 'Suspended, insulated', 'energy_rating': 'N/A', 'env_rating': 'N/A'}] | [{'description': 'Description: Fully double glazed', 'energy_rating': 'Average', 'env_rating': 'Average'}] | [{'description': 'Air source heat pump, radiators, electric', 'energy_rating': 'Poor', 'env_rating': 'Good'}] | [{'description': 'Programmer and room thermostat', 'energy_rating': 'Average', 'env_rating': 'Average'}] | [{'description': 'None', 'energy_rating': 'N/A', 'env_rating': 'N/A'}] | [{'description': 'From main system', 'energy_rating': 'Poor', 'env_rating': 'Good'}] | [{'description': 'Low energy lighting in all fixed outlets', 'energy_rating': 'Very Good', 'env_rating': 'Very Good'}] | [] | 13 | 12 | 67 | 0.2951541850220264 | 3.7 | 0.7115384615384616 | 272 | TRUE | TRUE | TRUE | [{'description': 'Solar water heating', 'cost_min': 4000, 'cost_max': 6000, 'typical_saving': 85, 'energy_rating': 'D 68', 'env_rating': 'C 71', 'green_deal': 'Y'}, {'description': 'Solar photovoltaic panels, 2.5 kWp', 'cost_min': 3500, 'cost_max': 5500, 'typical_saving': 312, 'energy_rating': 'C 75', 'env_rating': 'C 78', 'green_deal': 'Y'}, {'description': 'Time and temperature zone control', 'cost_min': 350, 'cost_max': 450, 'typical_saving': 186, 'energy_rating': 'D 66', 'env_rating': 'C 69', 'green_deal': 'Y'}, {'description': None, 'cost_min': None, 'cost_max': None, 'typical_saving': None, 'energy_rating': None, 'env_rating': None, 'green_deal': None}] | 7850 | 11950 | 9900 | 29.39393939393939 | 272 | -5781.628 | -0.01454 | [{'description': 'Solar water heating', 'cost_min': 4000, 'cost_max': 6000, 'typical_saving': 85, 'energy_rating': 'D 68', 'env_rating': 'C 71', 'green_deal': 'Y'}, {'description': 'Solar photovoltaic panels, 2.5 kWp', 'cost_min': 3500, 'cost_max': 5500, 'typical_saving': 312, 'energy_rating': 'C 75', 'env_rating': 'C 78', 'green_deal': 'Y'}, {'description': 'Time and temperature zone control', 'cost_min': 350, 'cost_max': 450, 'typical_saving': 186, 'energy_rating': 'D 66', 'env_rating': 'C 69', 'green_deal': 'Y'}] | [{'description': 'Solar water heating', 'capex_mid': np.float64(5000.0), 'lifetime': np.int64(30), 'annual_cashflow': 85, 'npv': np.float64(-3693.341662714959), 'irr': -0.03890349109644098}, {'description': 'Solar photovoltaic panels, 2.5 kWp', 'capex_mid': np.float64(4500.0), 'lifetime': np.int64(30), 'annual_cashflow': 312, 'npv': np.float64(296.20472038744253), 'irr': 0.05569362362810981}, {'description': 'Time and temperature zone control', 'capex_mid': np.float64(400.0), 'lifetime': np.int64(15), 'annual_cashflow': 186, 'npv': np.float64(1530.61639510159), 'irr': 0.4634628098374234}] | 36.39705882352941 | 147.76119402985074 | 2675675.6756756757 | TRUE | FALSE | 1 | 3.6764705882352944 | 0.0073529 | 0.7352941176470588 | FALSE | FALSE |  | Unknown | heat pump with radiators or underfloor heating | electricity | heat pump with radiators or underfloor heating ¦ electricity | TRUE | 0.1857142857142857 | 0.1875 | 0.3735437954281702 | 0.2241893978383942 | 0.6787601160482515 | 0.2847610923400996 | 2 | 68 | Detached_2F | 10.099504938362076 | 6.733003292241385 | 8.166501646120693 | H | 4.84 | 33.66501646120692 | 162.93867967224148 | 19.4268 | 19.4268 | 0.1192276753382185 | 2.775257142857143 | 1.3602100678099058 | 2.040315101714859 | air_source_heat_pump_radiators_electric_poor_none | [{'main_heat': 'air_source_heat_pump_radiators_electric', 'main_energy': 'poor', 'secondary_heat': 'none'}] | Timber frame, as built, insulated (assumed) | Pitched, 250 mm loft insulation | Fully double glazed | timber_frame_as_built_bands_G_to_I | insulated_roof_250mm | dbl_glz_pre_2003
1236034494 |  | Flat 3 | 25 Main Street | Fintry | G63 0XA | 56.05285569999999 | -4.2231 | 2022-06-29 | RdSAP, existing dwelling | 2022-08-04 | 461 | 59 | 3651 | 2178 | 43 | E | 77 | C | 88 | B | 94 | A | 17 | Description: Internal or external wall insulation; Indicative Cost: ¬£4,000 - ¬£14,000; Typical Saving: 252; Energy Rating after improvement: C 75; Environmental Rating after improvement: A 94; Green Deal Eligible: Y ¦ Description: Hot water cylinder thermostat; Indicative Cost: ¬£200 - ¬£400; Typical Saving: 23; Energy Rating after improvement: C 76; Environmental Rating after improvement: A 94; Green Deal Eligible: Y ¦ Description: Heat recovery system for mixer showers; Indicative Cost: ¬£585 - ¬£725; Typical Saving: 20; Energy Rating after improvement: C 77; Environmental Rating after improvement: A 94; Green Deal Eligible: Y ¦ Description: Flat roof insulation; Indicative Cost: ¬£850 - ¬£1,500; Typical Saving: 432; Energy Rating after improvement: D 63; Environmental Rating after improvement: A 92; Green Deal Eligible: Y ¦ | Solid brick, as built, no insulation (assumed) | Poor | Poor | Flat, no insulation (assumed) | Very Poor | Very Poor | (another dwelling below) | N/A | N/A | Description: Fully double glazed | Average | Average | Boiler and radiators, wood pellets | Average | Very Good | Programmer, room thermostat and TRVs | Good | Good | None | N/A | N/A | From main system, no cylinder thermostat | Poor | Good | Low energy lighting in all fixed outlets | Very Good | Very Good |  |  |  | 1 | 0.5 | 2841 | 855 | 648 | 456 | 162 | 162 |  | Description: Biomass main heating ¦ | 13982 | 3266 | 0 | 0 | 3323 |  | 1930-1949 | 2.4 | S01006074 (Strathendrick) | 181 | 0 | 12 | 12 | 100 | top floor | 1 | 1 | 3 | no corridor | 3 | Stirling |  | boiler with radiators or underfloor heating | bulk wood pellets | 2106 | natural | Single | 100 | double glazing installed before 2002 | 0 | Array: Roof Area: 0%; Connection: not applicable (FGHRS or no PV); ¦ | FALSE | rented (private) | marketed sale |  | 00RGMB | Forth and Endrick | 0 | Semi-Detached | Flat | S01013015 (Kippen and Fintry - 01) | 2022-08-04 14:01 | 2814-1060-9236-4142-3224 | FLAT 3 ¦ G63 0XA | [{'description': 'Internal or external wall insulation', 'cost_min': 4000, 'cost_max': 14000, 'typical_saving': 252, 'energy_rating': 'C 75', 'env_rating': 'A 94', 'green_deal': 'Y'}, {'description': 'Hot water cylinder thermostat', 'cost_min': 200, 'cost_max': 400, 'typical_saving': 23, 'energy_rating': 'C 76', 'env_rating': 'A 94', 'green_deal': 'Y'}, {'description': 'Heat recovery system for mixer showers', 'cost_min': 585, 'cost_max': 725, 'typical_saving': 20, 'energy_rating': 'C 77', 'env_rating': 'A 94', 'green_deal': 'Y'}, {'description': 'Flat roof insulation', 'cost_min': 850, 'cost_max': 1500, 'typical_saving': 432, 'energy_rating': 'D 63', 'env_rating': 'A 92', 'green_deal': 'Y'}, {'description': None, 'cost_min': None, 'cost_max': None, 'typical_saving': None, 'energy_rating': None, 'env_rating': None, 'green_deal': None}] | [{'description': 'Solid brick, as built, no insulation (assumed)', 'energy_rating': 'Poor', 'env_rating': 'Poor'}] | [{'description': 'Flat, no insulation (assumed)', 'energy_rating': 'Very Poor', 'env_rating': 'Very Poor'}] | [{'description': '(another dwelling below)', 'energy_rating': 'N/A', 'env_rating': 'N/A'}] | [{'description': 'Description: Fully double glazed', 'energy_rating': 'Average', 'env_rating': 'Average'}] | [{'description': 'Boiler and radiators, wood pellets', 'energy_rating': 'Average', 'env_rating': 'Very Good'}] | [{'description': 'Programmer, room thermostat and TRVs', 'energy_rating': 'Good', 'env_rating': 'Good'}] | [{'description': 'None', 'energy_rating': 'N/A', 'env_rating': 'N/A'}] | [{'description': 'From main system, no cylinder thermostat', 'energy_rating': 'Poor', 'env_rating': 'Good'}] | [{'description': 'Low energy lighting in all fixed outlets', 'energy_rating': 'Very Good', 'env_rating': 'Very Good'}] | [] | 34 | 6 | 280 | 0.6073752711496746 | 0.5 | 0.5 | 726 | TRUE | TRUE | TRUE | [{'description': 'Internal or external wall insulation', 'cost_min': 4000, 'cost_max': 14000, 'typical_saving': 252, 'energy_rating': 'C 75', 'env_rating': 'A 94', 'green_deal': 'Y'}, {'description': 'Hot water cylinder thermostat', 'cost_min': 200, 'cost_max': 400, 'typical_saving': 23, 'energy_rating': 'C 76', 'env_rating': 'A 94', 'green_deal': 'Y'}, {'description': 'Heat recovery system for mixer showers', 'cost_min': 585, 'cost_max': 725, 'typical_saving': 20, 'energy_rating': 'C 77', 'env_rating': 'A 94', 'green_deal': 'Y'}, {'description': 'Flat roof insulation', 'cost_min': 850, 'cost_max': 1500, 'typical_saving': 432, 'energy_rating': 'D 63', 'env_rating': 'A 92', 'green_deal': 'Y'}, {'description': None, 'cost_min': None, 'cost_max': None, 'typical_saving': None, 'energy_rating': None, 'env_rating': None, 'green_deal': None}] | 5635 | 16625 | 11130 | 46.996855345911946 | 726 | 1850.9282767026036 | 0.060936 | [{'description': 'Internal or external wall insulation', 'cost_min': 4000, 'cost_max': 14000, 'typical_saving': 252, 'energy_rating': 'C 75', 'env_rating': 'A 94', 'green_deal': 'Y'}, {'description': 'Hot water cylinder thermostat', 'cost_min': 200, 'cost_max': 400, 'typical_saving': 23, 'energy_rating': 'C 76', 'env_rating': 'A 94', 'green_deal': 'Y'}, {'description': 'Heat recovery system for mixer showers', 'cost_min': 585, 'cost_max': 725, 'typical_saving': 20, 'energy_rating': 'C 77', 'env_rating': 'A 94', 'green_deal': 'Y'}, {'description': 'Flat roof insulation', 'cost_min': 850, 'cost_max': 1500, 'typical_saving': 432, 'energy_rating': 'D 63', 'env_rating': 'A 92', 'green_deal': 'Y'}] | [{'description': 'Internal or external wall insulation', 'capex_mid': np.float64(9000.0), 'lifetime': np.int64(50), 'annual_cashflow': 252, 'npv': np.float64(-4399.506783940803), 'irr': 0.014089399000126068}, {'description': 'Hot water cylinder thermostat', 'capex_mid': np.float64(300.0), 'lifetime': np.int64(15), 'annual_cashflow': 23, 'npv': np.float64(-61.267865121846484), 'irr': 0.018001496398331263}, {'description': 'Heat recovery system for mixer showers', 'capex_mid': np.float64(655.0), 'lifetime': np.int64(15), 'annual_cashflow': 20, 'npv': np.float64(-447.40683923638824), 'irr': -0.08477319559217145}, {'description': 'Flat roof insulation', 'capex_mid': np.float64(1175.0), 'lifetime': np.int64(50), 'annual_cashflow': 432, 'npv': np.float64(6711.559798958628), 'irr': 0.367659516050135}] | 15.330578512396697 | 39.75 | 22260000 | TRUE | TRUE | 1 | 5.084745762711865 | 0.016949 | 1.694915254237288 | TRUE | TRUE |  | Unknown | boiler with radiators or underfloor heating | bulk wood pellets | boiler with radiators or underfloor heating ¦ bulk wood pellets | TRUE | 0.4857142857142857 | 0.09375 | 0.4750232145406861 | 0.06031 | 0.76728 | 0.34548 | 2 | 29.5 | SemiDetached_2F | 5.431390245600108 | 5.431390245600108 | 7.515695122800054 | C | 4.8 | 16.294170736800325 | 78.21201953664156 | 14.073 | 14.073 | 0.1799339805233764 | 2.0104285714285717 | 1.1577070934764606 | 1.736560640214691 | boiler_radiators_wood_pellets_average_none | [{'main_heat': 'boiler_radiators_wood_pellets', 'main_energy': 'average', 'secondary_heat': 'none'}] | Solid brick, as built, no insulation (assumed) | Flat, no insulation (assumed) | Fully double glazed | brick_as_built_bands_A_to_C | uninsulated_roof | dbl_glz_pre_2003
1000336709 | 122009858 | 10 KIPPEN ROAD | FINTRY | GLASGOW | G63 0YA | 56.0562 | -4.2261 | 2022-06-27 | RdSAP, existing dwelling | 2022-06-29 | 281 | 92 | 3006 | 225 | 52 | E | 66 | D | 44 | E | 55 | D | 74 | Description: Solar water heating; Indicative Cost: ¬£4,000 - ¬£6,000; Typical Saving: 29; Energy Rating after improvement: D 56; Environmental Rating after improvement: E 48; Green Deal Eligible: Y ¦ Description: Solar photovoltaic panels, 2.5 kWp; Indicative Cost: ¬£3,500 - ¬£5,500; Typical Saving: 312; Energy Rating after improvement: D 66; Environmental Rating after improvement: D 55; Green Deal Eligible: Y ¦ Description: Floor insulation (solid floor); Indicative Cost: ¬£4,000 - ¬£6,000; Typical Saving: 46; Energy Rating after improvement: E 54; Environmental Rating after improvement: E 46; Green Deal Eligible: Y ¦ | System built, as built, no insulation (assumed) | Very Poor | Very Poor | Pitched, 250 mm loft insulation | Good | Good | Solid, no insulation (assumed) | N/A | N/A | Description: Fully double glazed | Average | Average | Boiler and radiators, oil | Average | Good | Programmer, room thermostat and TRVs | Good | Good | None | N/A | N/A | From main system | Average | Average | Low energy lighting in all fixed outlets | Very Good | Very Good |  |  |  | 6.8 | 1.4 | 2307 | 2169 | 474 | 387 | 225 | 225 |  |  | 16152 | 3384 | 0 | 0 | 0 |  | 1950-1964 | 2.4 | S01006074 (Strathendrick) | 204 | 0 | 11 | 11 | 100 |  |  | 1 | 4 |  | 4 | Stirling |  | boiler with radiators or underfloor heating | oil | 2106 | natural | dual (24 hour) | 100 | double glazing, unknown install date | 0 | Array: Roof Area: 0%; Connection: not applicable (FGHRS or no PV); ¦ | FALSE | owner-occupied | marketed sale |  | 00RGMB | Forth and Endrick | 0 | Semi-Detached | House | S01013015 (Kippen and Fintry - 01) | 2022-06-29 09:26 |  | 10 KIPPEN ROAD ¦ G63 0YA | [{'description': 'Solar water heating', 'cost_min': 4000, 'cost_max': 6000, 'typical_saving': 29, 'energy_rating': 'D 56', 'env_rating': 'E 48', 'green_deal': 'Y'}, {'description': 'Solar photovoltaic panels, 2.5 kWp', 'cost_min': 3500, 'cost_max': 5500, 'typical_saving': 312, 'energy_rating': 'D 66', 'env_rating': 'D 55', 'green_deal': 'Y'}, {'description': 'Floor insulation (solid floor)', 'cost_min': 4000, 'cost_max': 6000, 'typical_saving': 46, 'energy_rating': 'E 54', 'env_rating': 'E 46', 'green_deal': 'Y'}, {'description': None, 'cost_min': None, 'cost_max': None, 'typical_saving': None, 'energy_rating': None, 'env_rating': None, 'green_deal': None}] | [{'description': 'System built, as built, no insulation (assumed)', 'energy_rating': 'Very Poor', 'env_rating': 'Very Poor'}] | [{'description': 'Pitched, 250 mm loft insulation', 'energy_rating': 'Good', 'env_rating': 'Good'}] | [{'description': 'Solid, no insulation (assumed)', 'energy_rating': 'N/A', 'env_rating': 'N/A'}] | [{'description': 'Description: Fully double glazed', 'energy_rating': 'Average', 'env_rating': 'Average'}] | [{'description': 'Boiler and radiators, oil', 'energy_rating': 'Average', 'env_rating': 'Good'}] | [{'description': 'Programmer, room thermostat and TRVs', 'energy_rating': 'Good', 'env_rating': 'Good'}] | [{'description': 'None', 'energy_rating': 'N/A', 'env_rating': 'N/A'}] | [{'description': 'From main system', 'energy_rating': 'Average', 'env_rating': 'Average'}] | [{'description': 'Low energy lighting in all fixed outlets', 'energy_rating': 'Very Good', 'env_rating': 'Very Good'}] | [] | 14 | 11 | 77 | 0.2740213523131672 | 5.4 | 0.7941176470588236 | 75 | TRUE | TRUE | TRUE | [{'description': 'Solar water heating', 'cost_min': 4000, 'cost_max': 6000, 'typical_saving': 29, 'energy_rating': 'D 56', 'env_rating': 'E 48', 'green_deal': 'Y'}, {'description': 'Solar photovoltaic panels, 2.5 kWp', 'cost_min': 3500, 'cost_max': 5500, 'typical_saving': 312, 'energy_rating': 'D 66', 'env_rating': 'D 55', 'green_deal': 'Y'}, {'description': 'Floor insulation (solid floor)', 'cost_min': 4000, 'cost_max': 6000, 'typical_saving': 46, 'energy_rating': 'E 54', 'env_rating': 'E 46', 'green_deal': 'Y'}, {'description': None, 'cost_min': None, 'cost_max': None, 'typical_saving': None, 'energy_rating': None, 'env_rating': None, 'green_deal': None}] | 11500 | 17500 | 14500 | 36.89655172413793 | 75 | -13258.9861 | -0.072489 | [{'description': 'Solar water heating', 'cost_min': 4000, 'cost_max': 6000, 'typical_saving': 29, 'energy_rating': 'D 56', 'env_rating': 'E 48', 'green_deal': 'Y'}, {'description': 'Solar photovoltaic panels, 2.5 kWp', 'cost_min': 3500, 'cost_max': 5500, 'typical_saving': 312, 'energy_rating': 'D 66', 'env_rating': 'D 55', 'green_deal': 'Y'}, {'description': 'Floor insulation (solid floor)', 'cost_min': 4000, 'cost_max': 6000, 'typical_saving': 46, 'energy_rating': 'E 54', 'env_rating': 'E 46', 'green_deal': 'Y'}] | [{'description': 'Solar water heating', 'capex_mid': np.float64(5000.0), 'lifetime': np.int64(30), 'annual_cashflow': 29, 'npv': np.float64(-4554.1989202203995), 'irr': -0.08889005379009796}, {'description': 'Solar photovoltaic panels, 2.5 kWp', 'capex_mid': np.float64(4500.0), 'lifetime': np.int64(30), 'annual_cashflow': 312, 'npv': np.float64(296.20472038744253), 'irr': 0.05569362362810981}, {'description': 'Floor insulation (solid floor)', 'capex_mid': np.float64(5000.0), 'lifetime': np.int64(50), 'annual_cashflow': 46, 'npv': np.float64(-4160.227428814591), 'irr': -0.0270544786865341}] | 193.33333333333337 | 188.3116883116883 | 2685185.185185185 | TRUE | FALSE | 1 | 4.3478260869565215 | 0.01087 | 1.0869565217391304 | FALSE | FALSE |  | Unknown | boiler with radiators or underfloor heating | oil | boiler with radiators or underfloor heating ¦ oil | TRUE | 0.1999999999999999 | 0.17188 | 0.2741278286316322 | 0.2857142857142857 | 0.6788030968821928 | 0.2836528902526349 | 2 | 46 | SemiDetached_2F | 6.782329983125268 | 6.782329983125268 | 8.191164991562633 | D | 4.8 | 20.346989949375804 | 97.66555175700384 | 17.4198 | 17.4198 | 0.17836 | 2.488542857142857 | 1.288032830105107 | 1.9320492451576603 | boiler_radiators_oil_average_none | [{'main_heat': 'boiler_radiators_oil', 'main_energy': 'average', 'secondary_heat': 'none'}] | System built, as built, no insulation (assumed) | Pitched, 250 mm loft insulation | Fully double glazed | system_as_built_band_D | insulated_roof_250mm | dbl_glz_pre_2003
1234761002 | 122009976 | 7 MENZIES TERRACE | FINTRY | GLASGOW | G63 0YJ | 56.05831569999999 | -4.2236 | 2022-05-23 | RdSAP, existing dwelling | 2022-05-25 | 244 | 171 | 8007 | 2724 | 33 | F | 61 | D | 51 | E | 74 | C | 53 | Description: Solar water heating; Indicative Cost: ¬£4,000 - ¬£6,000; Typical Saving: 83; Energy Rating after improvement: D 55; Environmental Rating after improvement: D 68; Green Deal Eligible: Y ¦ Description: Floor insulation (suspended floor); Indicative Cost: ¬£800 - ¬£1,200; Typical Saving: 299; Energy Rating after improvement: E 49; Environmental Rating after improvement: D 64; Green Deal Eligible: Y ¦ Description: Upgrade heating controls; Indicative Cost: ¬£350 - ¬£450; Typical Saving: 111; Energy Rating after improvement: E 52; Environmental Rating after improvement: D 66; Green Deal Eligible: Y ¦ Description: Solar photovoltaic panels, 2.5 kWp; Indicative Cost: ¬£3,500 - ¬£5,500; Typical Saving: 312; Energy Rating after improvement: D 61; Environmental Rating after improvement: C 74; Green Deal Eligible: Y ¦ Description: Room-in-roof insulation; Indicative Cost: ¬£1,500 - ¬£2,700; Typical Saving: 415; Energy Rating after improvement: E 42; Environmental Rating after improvement: D 58; Green Deal Eligible: Y ¦ | Cavity wall, filled cavity | Average | Average | Flat, insulated (assumed) ¦ Roof room(s), ceiling insulated | Average ¦ Average | Average ¦ Average | Suspended, no insulation (assumed) | N/A | N/A | Description: Fully double glazed | Average | Average | Boiler and radiators, LPG | Poor | Good | Programmer, TRVs and bypass | Average | Average | None | N/A | N/A | From main system | Poor | Good | Low energy lighting in 89% of fixed outlets | Very Good | Very Good |  |  |  | 9.1 | 4.1 | 6870 | 4461 | 774 | 459 | 363 | 363 |  |  | 25460 | 2858 | 0 | 0 | 0 |  | 1965-1975 | 2.4 | S01006074 (Strathendrick) | 130 | 1 | 18 | 16 | 89 |  |  | 1 | 8 |  | 8 | Stirling |  | boiler with radiators or underfloor heating | lpg | 2107 | natural | Single | 100 | double glazing, unknown install date | 0 | Array: Roof Area: 0%; Connection: not applicable (FGHRS or no PV); ¦ | FALSE | owner-occupied | marketed sale |  | 00RGMB | Forth and Endrick | 0 | Detached | House | S01013015 (Kippen and Fintry - 01) | 2022-05-25 09:43 | 0102-2217-0453-2622-7785 | 7 MENZIES TERRACE ¦ G63 0YJ | [{'description': 'Solar water heating', 'cost_min': 4000, 'cost_max': 6000, 'typical_saving': 83, 'energy_rating': 'D 55', 'env_rating': 'D 68', 'green_deal': 'Y'}, {'description': 'Floor insulation (suspended floor)', 'cost_min': 800, 'cost_max': 1200, 'typical_saving': 299, 'energy_rating': 'E 49', 'env_rating': 'D 64', 'green_deal': 'Y'}, {'description': 'Upgrade heating controls', 'cost_min': 350, 'cost_max': 450, 'typical_saving': 111, 'energy_rating': 'E 52', 'env_rating': 'D 66', 'green_deal': 'Y'}, {'description': 'Solar photovoltaic panels, 2.5 kWp', 'cost_min': 3500, 'cost_max': 5500, 'typical_saving': 312, 'energy_rating': 'D 61', 'env_rating': 'C 74', 'green_deal': 'Y'}, {'description': 'Room-in-roof insulation', 'cost_min': 1500, 'cost_max': 2700, 'typical_saving': 415, 'energy_rating': 'E 42', 'env_rating': 'D 58', 'green_deal': 'Y'}, {'description': None, 'cost_min': None, 'cost_max': None, 'typical_saving': None, 'energy_rating': None, 'env_rating': None, 'green_deal': None}] | [{'description': 'Cavity wall, filled cavity', 'energy_rating': 'Average', 'env_rating': 'Average'}] | [{'description': 'Flat, insulated (assumed)', 'energy_rating': 'Average', 'env_rating': 'Average'}, {'description': 'Roof room(s), ceiling insulated', 'energy_rating': 'Average', 'env_rating': 'Average'}] | [{'description': 'Suspended, no insulation (assumed)', 'energy_rating': 'N/A', 'env_rating': 'N/A'}] | [{'description': 'Description: Fully double glazed', 'energy_rating': 'Average', 'env_rating': 'Average'}] | [{'description': 'Boiler and radiators, LPG', 'energy_rating': 'Poor', 'env_rating': 'Good'}] | [{'description': 'Programmer, TRVs and bypass', 'energy_rating': 'Average', 'env_rating': 'Average'}] | [{'description': 'None', 'energy_rating': 'N/A', 'env_rating': 'N/A'}] | [{'description': 'From main system', 'energy_rating': 'Poor', 'env_rating': 'Good'}] | [{'description': 'Low energy lighting in 89% of fixed outlets', 'energy_rating': 'Very Good', 'env_rating': 'Very Good'}] | [] | 28 | 23 | 114 | 0.4672131147540984 | 5 | 0.5494505494505495 | 908 | TRUE | TRUE | TRUE | [{'description': 'Solar water heating', 'cost_min': 4000, 'cost_max': 6000, 'typical_saving': 83, 'energy_rating': 'D 55', 'env_rating': 'D 68', 'green_deal': 'Y'}, {'description': 'Floor insulation (suspended floor)', 'cost_min': 800, 'cost_max': 1200, 'typical_saving': 299, 'energy_rating': 'E 49', 'env_rating': 'D 64', 'green_deal': 'Y'}, {'description': 'Upgrade heating controls', 'cost_min': 350, 'cost_max': 450, 'typical_saving': 111, 'energy_rating': 'E 52', 'env_rating': 'D 66', 'green_deal': 'Y'}, {'description': 'Solar photovoltaic panels, 2.5 kWp', 'cost_min': 3500, 'cost_max': 5500, 'typical_saving': 312, 'energy_rating': 'D 61', 'env_rating': 'C 74', 'green_deal': 'Y'}, {'description': 'Room-in-roof insulation', 'cost_min': 1500, 'cost_max': 2700, 'typical_saving': 415, 'energy_rating': 'E 42', 'env_rating': 'D 58', 'green_deal': 'Y'}, {'description': None, 'cost_min': None, 'cost_max': None, 'typical_saving': None, 'energy_rating': None, 'env_rating': None, 'green_deal': None}] | 10150 | 15850 | 13000 | 34.30769230769231 | 908 | 1703.1568388970493 | 0.060308 | [{'description': 'Solar water heating', 'cost_min': 4000, 'cost_max': 6000, 'typical_saving': 83, 'energy_rating': 'D 55', 'env_rating': 'D 68', 'green_deal': 'Y'}, {'description': 'Floor insulation (suspended floor)', 'cost_min': 800, 'cost_max': 1200, 'typical_saving': 299, 'energy_rating': 'E 49', 'env_rating': 'D 64', 'green_deal': 'Y'}, {'description': 'Upgrade heating controls', 'cost_min': 350, 'cost_max': 450, 'typical_saving': 111, 'energy_rating': 'E 52', 'env_rating': 'D 66', 'green_deal': 'Y'}, {'description': 'Solar photovoltaic panels, 2.5 kWp', 'cost_min': 3500, 'cost_max': 5500, 'typical_saving': 312, 'energy_rating': 'D 61', 'env_rating': 'C 74', 'green_deal': 'Y'}, {'description': 'Room-in-roof insulation', 'cost_min': 1500, 'cost_max': 2700, 'typical_saving': 415, 'energy_rating': 'E 42', 'env_rating': 'D 58', 'green_deal': 'Y'}] | [{'description': 'Solar water heating', 'capex_mid': np.float64(5000.0), 'lifetime': np.int64(30), 'annual_cashflow': 83, 'npv': np.float64(-3724.0865647687237), 'irr': -0.04014305039149901}, {'description': 'Floor insulation (suspended floor)', 'capex_mid': np.float64(1000.0), 'lifetime': np.int64(50), 'annual_cashflow': 299, 'npv': np.float64(4458.521712705159), 'irr': 0.2989993759432765}, {'description': 'Upgrade heating controls', 'capex_mid': np.float64(400.0), 'lifetime': np.int64(15), 'annual_cashflow': 111, 'npv': np.float64(752.1420422380455), 'irr': 0.26978550484014985}, {'description': 'Solar photovoltaic panels, 2.5 kWp', 'capex_mid': np.float64(4500.0), 'lifetime': np.int64(30), 'annual_cashflow': 312, 'npv': np.float64(296.20472038744253), 'irr': 0.05569362362810981}, {'description': 'Room-in-roof insulation', 'capex_mid': np.float64(2100.0), 'lifetime': np.int64(50), 'annual_cashflow': 415, 'npv': np.float64(5476.209066129236), 'irr': 0.1975950410912719}] | 14.317180616740089 | 114.03508771929825 | 2600000 | TRUE | TRUE | 1 | 4.678362573099415 | 0.005848 | 0.5847953216374269 | FALSE | FALSE |  | Unknown | boiler with radiators or underfloor heating | lpg | boiler with radiators or underfloor heating ¦ lpg | TRUE | 0.3999999999999999 | 0.35938 | 0.4730585045336615 | 0.1730187537810042 | 0.67842 | 0.4028338753849235 | 2 | 85.5 | Detached_2F | 11.324751652906125 | 7.5498 | 8.5749 | E | 4.8 | 37.74917217581225 | 181.19602644389877 | 28.5189 | 28.5189 | 0.1573925243268505 | 4.074128571428571 | 1.6480551308392914 | 2.472082696258937 | boiler_radiators_lpg_poor_none | [{'main_heat': 'boiler_radiators_lpg', 'main_energy': 'poor', 'secondary_heat': 'none'}] | Cavity wall, filled cavity | Flat, insulated (assumed) | Fully double glazed | cavity_filled_bands_A_to_E | insulated_roof_12mm | dbl_glz_pre_2003
1002143355 | 122009952 | 7 MENZIES AVENUE | FINTRY | GLASGOW | G63 0YE | 56.059 | -4.2255 | 2022-04-26 | RdSAP, existing dwelling | 2022-04-29 | 718 | 140 | 18444 | 8091 | 5 | G | 42 | E | 17 | G | 47 | E | 127 | Description: Cavity wall insulation; Indicative Cost: ¬£500 - ¬£1,500; Typical Saving: 628; Energy Rating after improvement: G 10; Environmental Rating after improvement: F 22; Green Deal Eligible: Y ¦ Description: Increase hot water cylinder insulation; Indicative Cost: ¬£15 - ¬£30; Typical Saving: 41; Energy Rating after improvement: G 20; Environmental Rating after improvement: F 29; Green Deal Eligible: Y ¦ Description: Solar water heating; Indicative Cost: ¬£4,000 - ¬£6,000; Typical Saving: 191; Energy Rating after improvement: F 31; Environmental Rating after improvement: F 38; Green Deal Eligible: Y ¦ Description: Replace single glazed windows with low-E double glazed windows; Indicative Cost: ¬£3,300 - ¬£6,500; Typical Saving: 374; Energy Rating after improvement: F 36; Environmental Rating after improvement: E 43; Green Deal Eligible: Y ¦ Description: Solar photovoltaic panels, 2.5 kWp; Indicative Cost: ¬£3,500 - ¬£5,500; Typical Saving: 312; Energy Rating after improvement: E 42; Environmental Rating after improvement: E 47; Green Deal Eligible: Y ¦ Description: Floor insulation (suspended floor); Indicative Cost: ¬£800 - ¬£1,200; Typical Saving: 844; Energy Rating after improvement: G 19; Environmental Rating after improvement: F 29; Green Deal Eligible: Y ¦ Description: High heat retention storage heaters and dual immersion cylinder; Indicative Cost: ¬£2,400 - ¬£3,600; Typical Saving: 618; Energy Rating after improvement: F 28; Environmental Rating after improvement: F 36; Green Deal Eligible: Y ¦ | Cavity wall, as built, insulated (assumed) ¦ Cavity wall, as built, no insulation (assumed) | Good ¦ Poor | Good ¦ Poor | Pitched, 200 mm loft insulation ¦ Pitched, insulated (assumed) | Good ¦ Average | Good ¦ Average | Suspended, no insulation (assumed) | N/A | N/A | Description: Some double glazing | Very Poor | Very Poor | Electric storage heaters | Very Poor | Very Poor | Manual charge control | Poor | Poor | Room heaters, dual fuel (mineral and wood) | N/A | N/A | Electric immersion, standard tariff | Very Poor | Poor | Low energy lighting in 50% of fixed outlets | Good | Good |  |  |  | 18 | 9.1 | 16536 | 9192 | 1476 | 723 | 432 | 438 | Description: External insulation with cavity wall insulation ¦ Description: Biomass boiler (Exempted Appliance if in Smoke Control Area) ¦ Description: Air or ground source heat pump ¦ |  | 29350 | 2533 | 473 | 3352 | 0 |  | 1965-1975 | 2.42 | S01006074 (Strathendrick) | 363 | 1 | 12 | 6 | 50 |  |  | 1 | 6 |  | 6 | Stirling |  | electric storage heaters | electricity | 2401 | natural | Single | 20 | double glazing installed before 2002 | 1 | Array: Roof Area: 0%; Connection: not applicable (FGHRS or no PV); ¦ | FALSE | owner-occupied | marketed sale |  | 00RGMB | Forth and Endrick | 0 | Detached | Bungalow | S01013015 (Kippen and Fintry - 01) | 2022-04-29 16:09 | 5512-5424-3200-0346-1222 | 7 MENZIES AVENUE ¦ G63 0YE | [{'description': 'Cavity wall insulation', 'cost_min': 500, 'cost_max': 1500, 'typical_saving': 628, 'energy_rating': 'G 10', 'env_rating': 'F 22', 'green_deal': 'Y'}, {'description': 'Increase hot water cylinder insulation', 'cost_min': 15, 'cost_max': 30, 'typical_saving': 41, 'energy_rating': 'G 20', 'env_rating': 'F 29', 'green_deal': 'Y'}, {'description': 'Solar water heating', 'cost_min': 4000, 'cost_max': 6000, 'typical_saving': 191, 'energy_rating': 'F 31', 'env_rating': 'F 38', 'green_deal': 'Y'}, {'description': 'Replace single glazed windows with low-E double glazed windows', 'cost_min': 3300, 'cost_max': 6500, 'typical_saving': 374, 'energy_rating': 'F 36', 'env_rating': 'E 43', 'green_deal': 'Y'}, {'description': 'Solar photovoltaic panels, 2.5 kWp', 'cost_min': 3500, 'cost_max': 5500, 'typical_saving': 312, 'energy_rating': 'E 42', 'env_rating': 'E 47', 'green_deal': 'Y'}, {'description': 'Floor insulation (suspended floor)', 'cost_min': 800, 'cost_max': 1200, 'typical_saving': 844, 'energy_rating': 'G 19', 'env_rating': 'F 29', 'green_deal': 'Y'}, {'description': 'High heat retention storage heaters and dual immersion cylinder', 'cost_min': 2400, 'cost_max': 3600, 'typical_saving': 618, 'energy_rating': 'F 28', 'env_rating': 'F 36', 'green_deal': 'Y'}, {'description': None, 'cost_min': None, 'cost_max': None, 'typical_saving': None, 'energy_rating': None, 'env_rating': None, 'green_deal': None}] | [{'description': 'Cavity wall, as built, insulated (assumed)', 'energy_rating': 'Good', 'env_rating': 'Good'}, {'description': 'Cavity wall, as built, no insulation (assumed)', 'energy_rating': 'Poor', 'env_rating': 'Poor'}] | [{'description': 'Pitched, 200 mm loft insulation', 'energy_rating': 'Good', 'env_rating': 'Good'}, {'description': 'Pitched, insulated (assumed)', 'energy_rating': 'Average', 'env_rating': 'Average'}] | [{'description': 'Suspended, no insulation (assumed)', 'energy_rating': 'N/A', 'env_rating': 'N/A'}] | [{'description': 'Description: Some double glazing', 'energy_rating': 'Very Poor', 'env_rating': 'Very Poor'}] | [{'description': 'Electric storage heaters', 'energy_rating': 'Very Poor', 'env_rating': 'Very Poor'}] | [{'description': 'Manual charge control', 'energy_rating': 'Poor', 'env_rating': 'Poor'}] | [{'description': 'Room heaters, dual fuel (mineral and wood)', 'energy_rating': 'N/A', 'env_rating': 'N/A'}] | [{'description': 'Electric immersion, standard tariff', 'energy_rating': 'Very Poor', 'env_rating': 'Poor'}] | [{'description': 'Low energy lighting in 50% of fixed outlets', 'energy_rating': 'Good', 'env_rating': 'Good'}] | [] | 37 | 30 | 355 | 0.4944289693593314 | 8.9 | 0.4944444444444444 | 2697 | TRUE | TRUE | TRUE | [{'description': 'Cavity wall insulation', 'cost_min': 500, 'cost_max': 1500, 'typical_saving': 628, 'energy_rating': 'G 10', 'env_rating': 'F 22', 'green_deal': 'Y'}, {'description': 'Increase hot water cylinder insulation', 'cost_min': 15, 'cost_max': 30, 'typical_saving': 41, 'energy_rating': 'G 20', 'env_rating': 'F 29', 'green_deal': 'Y'}, {'description': 'Solar water heating', 'cost_min': 4000, 'cost_max': 6000, 'typical_saving': 191, 'energy_rating': 'F 31', 'env_rating': 'F 38', 'green_deal': 'Y'}, {'description': 'Replace single glazed windows with low-E double glazed windows', 'cost_min': 3300, 'cost_max': 6500, 'typical_saving': 374, 'energy_rating': 'F 36', 'env_rating': 'E 43', 'green_deal': 'Y'}, {'description': 'Solar photovoltaic panels, 2.5 kWp', 'cost_min': 3500, 'cost_max': 5500, 'typical_saving': 312, 'energy_rating': 'E 42', 'env_rating': 'E 47', 'green_deal': 'Y'}, {'description': 'Floor insulation (suspended floor)', 'cost_min': 800, 'cost_max': 1200, 'typical_saving': 844, 'energy_rating': 'G 19', 'env_rating': 'F 29', 'green_deal': 'Y'}, {'description': 'High heat retention storage heaters and dual immersion cylinder', 'cost_min': 2400, 'cost_max': 3600, 'typical_saving': 618, 'energy_rating': 'F 28', 'env_rating': 'F 36', 'green_deal': 'Y'}, {'description': None, 'cost_min': None, 'cost_max': None, 'typical_saving': None, 'energy_rating': None, 'env_rating': None, 'green_deal': None}] | 14515 | 24330 | 19422.5 | 29.253443171579352 | 2697 | 21412.97544047814 | 0.13536 | [{'description': 'Cavity wall insulation', 'cost_min': 500, 'cost_max': 1500, 'typical_saving': 628, 'energy_rating': 'G 10', 'env_rating': 'F 22', 'green_deal': 'Y'}, {'description': 'Increase hot water cylinder insulation', 'cost_min': 15, 'cost_max': 30, 'typical_saving': 41, 'energy_rating': 'G 20', 'env_rating': 'F 29', 'green_deal': 'Y'}, {'description': 'Solar water heating', 'cost_min': 4000, 'cost_max': 6000, 'typical_saving': 191, 'energy_rating': 'F 31', 'env_rating': 'F 38', 'green_deal': 'Y'}, {'description': 'Replace single glazed windows with low-E double glazed windows', 'cost_min': 3300, 'cost_max': 6500, 'typical_saving': 374, 'energy_rating': 'F 36', 'env_rating': 'E 43', 'green_deal': 'Y'}, {'description': 'Solar photovoltaic panels, 2.5 kWp', 'cost_min': 3500, 'cost_max': 5500, 'typical_saving': 312, 'energy_rating': 'E 42', 'env_rating': 'E 47', 'green_deal': 'Y'}, {'description': 'Floor insulation (suspended floor)', 'cost_min': 800, 'cost_max': 1200, 'typical_saving': 844, 'energy_rating': 'G 19', 'env_rating': 'F 29', 'green_deal': 'Y'}, {'description': 'High heat retention storage heaters and dual immersion cylinder', 'cost_min': 2400, 'cost_max': 3600, 'typical_saving': 618, 'energy_rating': 'F 28', 'env_rating': 'F 36', 'green_deal': 'Y'}] | [{'description': 'Cavity wall insulation', 'capex_mid': np.float64(1000.0), 'lifetime': np.int64(50), 'annual_cashflow': 628, 'npv': np.float64(10464.72118922689), 'irr': 0.6279999999835841}, {'description': 'Increase hot water cylinder insulation', 'capex_mid': np.float64(22.5), 'lifetime': np.int64(30), 'annual_cashflow': 41, 'npv': np.float64(607.7704921021957), 'irr': 1.8222222222221638}, {'description': 'Solar water heating', 'capex_mid': np.float64(5000.0), 'lifetime': np.int64(30), 'annual_cashflow': 191, 'npv': np.float64(-2063.861853865379), 'irr': 0.00902768479170879}, {'description': 'Replace single glazed windows with low-E double glazed windows', 'capex_mid': np.float64(4900.0), 'lifetime': np.int64(25), 'annual_cashflow': 374, 'npv': np.float64(371.1352677007372), 'irr': 0.05742978292951695}, {'description': 'Solar photovoltaic panels, 2.5 kWp', 'capex_mid': np.float64(4500.0), 'lifetime': np.int64(30), 'annual_cashflow': 312, 'npv': np.float64(296.20472038744253), 'irr': 0.05569362362810981}, {'description': 'Floor insulation (suspended floor)', 'capex_mid': np.float64(1000.0), 'lifetime': np.int64(50), 'annual_cashflow': 844, 'npv': np.float64(14408.001088706204), 'irr': 0.843999999999955}, {'description': 'High heat retention storage heaters and dual immersion cylinder', 'capex_mid': np.float64(3000.0), 'lifetime': np.int64(20), 'annual_cashflow': 618, 'npv': np.float64(4701.645991689708), 'irr': 0.20068792284180015}] | 7.201520207638117 | 54.7113 | 2182303.370786517 | TRUE | TRUE | 1 | 4.285714285714286 | 0.0071429 | 0.7142857142857143 | FALSE | FALSE |  | Unknown | electric storage heaters | electricity | electric storage heaters ¦ electricity | TRUE | 0.5285714285714286 | 0.46875 | 0.7351123792081482 | 0.08301 | 0.6765301847267186 | 0.4866387240701195 | 1 | 140 | Detached_1F | 14.491376746189438 | 9.6609 | 9.6305 | E | 2.42 |  |  | 24.678 | 24.678 |  | 3.5254285714285714 | 1.5330641585679687 | 2.299596237851953 | electric_storage_heaters_very_poor_room_heaters_dual_fuel | [{'main_heat': 'electric_storage_heaters', 'main_energy': 'very_poor', 'secondary_heat': 'room_heaters_dual_fuel'}] | Cavity wall, as built, insulated (assumed) | Pitched, 200 mm loft insulation | Some double glazing | cavity_as_built_bands_A_to_E | insulated_roof_200mm | NIM
1001906269 | 122009949 | 4 MENZIES AVENUE | FINTRY | GLASGOW | G63 0YE | 56.059 | -4.2255 | 2022-03-21 | RdSAP, existing dwelling | 2022-03-22 | 78 | 170 | 3906 | 0 | 88 | B | 88 | B | 89 | B | 89 | B | 13 |  | Cavity wall, filled cavity ¦ Timber frame, as built, insulated (assumed) ¦ Timber frame, as built, partial insulation (assumed) | Average ¦ Very Good ¦ Average | Average ¦ Very Good ¦ Average | Flat, insulated (assumed) ¦ Pitched, 250 mm loft insulation | Good ¦ Good | Good ¦ Good | Suspended, insulated | N/A | N/A | Description: Fully double glazed | Good | Good | Ground source heat pump, underfloor, electric | Good | Very Good | Time and temperature zone control | Very Good | Very Good | Room heaters, wood logs | N/A | N/A | From main system | Good | Very Good | Low energy lighting in all fixed outlets | Very Good | Very Good |  |  |  | 2.2 | 0 | 3030 | 3030 | 549 | 549 | 327 | 327 |  | Description: Biomass secondary heating ¦ Description: Ground source heat pump ¦ Description: Solar photovoltaics ¦ | 17100 | 2988 | 0 | 0 | 0 |  | 1950-1964 | 2.4 | S01006074 (Strathendrick) | 78 | 1 | 22 | 22 | 100 |  |  | 1 | 6 |  | 6 | Stirling |  | heat pump with radiators or underfloor heating | electricity | 2207 | natural | Single | 100 | double glazing installed during or after 2002 | 0 | Array: Peak Power: 4; Orientation: South East; Pitch: 45 degrees; Overshading: modest; Connection: connected to dwelling‚Äôs electricity meter; ¦ | FALSE | owner-occupied | none of the above |  | 00RGMB | Forth and Endrick | 0 | Detached | House | S01013015 (Kippen and Fintry - 01) | 2022-03-22 11:25 | 2399-1019-6207-2262-0200 | 4 MENZIES AVENUE ¦ G63 0YE | [] | [{'description': 'Cavity wall, filled cavity', 'energy_rating': 'Average', 'env_rating': 'Average'}, {'description': 'Timber frame, as built, insulated (assumed)', 'energy_rating': 'Very Good', 'env_rating': 'Very Good'}, {'description': 'Timber frame, as built, partial insulation (assumed)', 'energy_rating': 'Average', 'env_rating': 'Average'}] | [{'description': 'Flat, insulated (assumed)', 'energy_rating': 'Good', 'env_rating': 'Good'}, {'description': 'Pitched, 250 mm loft insulation', 'energy_rating': 'Good', 'env_rating': 'Good'}] | [{'description': 'Suspended, insulated', 'energy_rating': 'N/A', 'env_rating': 'N/A'}] | [{'description': 'Description: Fully double glazed', 'energy_rating': 'Good', 'env_rating': 'Good'}] | [{'description': 'Ground source heat pump, underfloor, electric', 'energy_rating': 'Good', 'env_rating': 'Very Good'}] | [{'description': 'Time and temperature zone control', 'energy_rating': 'Very Good', 'env_rating': 'Very Good'}] | [{'description': 'Room heaters, wood logs', 'energy_rating': 'N/A', 'env_rating': 'N/A'}] | [{'description': 'From main system', 'energy_rating': 'Good', 'env_rating': 'Very Good'}] | [{'description': 'Low energy lighting in all fixed outlets', 'energy_rating': 'Very Good', 'env_rating': 'Very Good'}] | [] | 0 | 0 | 0 | 0 | 2.2 | 1 | 0 | TRUE | FALSE | TRUE | [] |  |  |  | 15 | 0 | 0 |  | [] | [] |  | 0 | 0 | FALSE | FALSE | 1 | 3.5294117647058822 | 0.0058824 | 0.5882352941176471 | FALSE | FALSE |  | Unknown | heat pump with radiators or underfloor heating | electricity | heat pump with radiators or underfloor heating ¦ electricity | TRUE | 0 | 0 | 0.45041 | 0 | 0.6666666666666665 | 0.1450414011561233 | 1 | 170 | Detached_1F | 15.96871942267131 | 10.64581294844754 | 10.12290647422377 | D | 2.4 |  |  | 27.513 | 27.513 |  | 3.930428571428571 | 1.618729660655452 | 2.428094490983178 | ground_source_heat_pump_underfloor_electric_good_room_heaters_wood_logs | [{'main_heat': 'ground_source_heat_pump_underfloor_electric', 'main_energy': 'good', 'secondary_heat': 'room_heaters_wood_logs'}] | Cavity wall, filled cavity | Flat, insulated (assumed) | Fully double glazed | cavity_filled_bands_A_to_E | insulated_roof_50mm | dbl_glz_pre_2003
1001870855 | 122063435 | THE FARMHOUSE 4 KILUNAN STEADING | FINTRY | GLASGOW | G63 0YH | 56.0563 | -4.2305 | 2022-03-17 | RdSAP, existing dwelling | 2022-03-18 | 238 | 191 | 13044 | 5619 | 22 | F | 59 | D | 51 | E | 77 | C | 52 | Description: Flat roof insulation; Indicative Cost: ¬£850 - ¬£1,500; Typical Saving: 179; Energy Rating after improvement: F 24; Environmental Rating after improvement: E 53; Green Deal Eligible: Y ¦ Description: Floor insulation (solid floor); Indicative Cost: ¬£4,000 - ¬£6,000; Typical Saving: 177; Energy Rating after improvement: E 50; Environmental Rating after improvement: C 71; Green Deal Eligible: Y ¦ Description: Room-in-roof insulation; Indicative Cost: ¬£1,500 - ¬£2,700; Typical Saving: 598; Energy Rating after improvement: F 33; Environmental Rating after improvement: D 59; Green Deal Eligible: Y ¦ Description: Internal or external wall insulation; Indicative Cost: ¬£4,000 - ¬£14,000; Typical Saving: 805; Energy Rating after improvement: E 47; Environmental Rating after improvement: C 69; Green Deal Eligible: Y ¦ Description: Solar water heating; Indicative Cost: ¬£4,000 - ¬£6,000; Typical Saving: 113; Energy Rating after improvement: E 53; Environmental Rating after improvement: C 72; Green Deal Eligible: Y ¦ Description: Solar photovoltaic panels, 2.5 kWp; Indicative Cost: ¬£3,500 - ¬£5,500; Typical Saving: 312; Energy Rating after improvement: D 59; Environmental Rating after improvement: C 77; Green Deal Eligible: Y ¦ | Sandstone or limestone, as built, no insulation (assumed) ¦ Timber frame, as built, insulated (assumed) | Poor ¦ Very Good | Poor ¦ Very Good | Pitched, 200 mm loft insulation ¦ Pitched, 250 mm loft insulation ¦ Roof room(s), ceiling insulated | Good ¦ Good ¦ Very Poor | Good ¦ Good ¦ Very Poor | Solid, insulated (assumed) ¦ Solid, no insulation (assumed) | N/A ¦ N/A | N/A ¦ N/A | Description: Fully double glazed | Good | Good | Boiler and radiators, LPG | Very Poor | Good | Programmer, room thermostat and TRVs | Good | Good | Room heaters, dual fuel (mineral and wood) | N/A | N/A | From main system | Very Poor | Good | Low energy lighting in 88% of fixed outlets | Very Good | Very Good |  |  |  | 9.9 | 5 | 11664 | 6381 | 987 | 651 | 393 | 393 |  |  | 29796 | 2343 | 0 | 0 | 5634 |  | before 1919 | 2.1 | S01006072 (Strathendrick) | 112 | 3 | 16 | 14 | 88 |  |  | 1 | 8 |  | 8 | Stirling |  | boiler with radiators or underfloor heating | bottled lpg | 2106 | natural | Single | 100 | double glazing installed during or after 2002 | 0 | Array: Roof Area: 0%; Connection: not applicable (FGHRS or no PV); ¦ | FALSE | owner-occupied | marketed sale |  | 00RGMB | Forth and Endrick | 0 | Detached | House | S01013015 (Kippen and Fintry - 01) | 2022-03-18 10:30 | 9435-1018-5207-8602-7200 | THE FARMHOUSE 4 KILUNAN STEADING ¦ G63 0YH | [{'description': 'Flat roof insulation', 'cost_min': 850, 'cost_max': 1500, 'typical_saving': 179, 'energy_rating': 'F 24', 'env_rating': 'E 53', 'green_deal': 'Y'}, {'description': 'Floor insulation (solid floor)', 'cost_min': 4000, 'cost_max': 6000, 'typical_saving': 177, 'energy_rating': 'E 50', 'env_rating': 'C 71', 'green_deal': 'Y'}, {'description': 'Room-in-roof insulation', 'cost_min': 1500, 'cost_max': 2700, 'typical_saving': 598, 'energy_rating': 'F 33', 'env_rating': 'D 59', 'green_deal': 'Y'}, {'description': 'Internal or external wall insulation', 'cost_min': 4000, 'cost_max': 14000, 'typical_saving': 805, 'energy_rating': 'E 47', 'env_rating': 'C 69', 'green_deal': 'Y'}, {'description': 'Solar water heating', 'cost_min': 4000, 'cost_max': 6000, 'typical_saving': 113, 'energy_rating': 'E 53', 'env_rating': 'C 72', 'green_deal': 'Y'}, {'description': 'Solar photovoltaic panels, 2.5 kWp', 'cost_min': 3500, 'cost_max': 5500, 'typical_saving': 312, 'energy_rating': 'D 59', 'env_rating': 'C 77', 'green_deal': 'Y'}, {'description': None, 'cost_min': None, 'cost_max': None, 'typical_saving': None, 'energy_rating': None, 'env_rating': None, 'green_deal': None}] | [{'description': 'Sandstone or limestone, as built, no insulation (assumed)', 'energy_rating': 'Poor', 'env_rating': 'Poor'}, {'description': 'Timber frame, as built, insulated (assumed)', 'energy_rating': 'Very Good', 'env_rating': 'Very Good'}] | [{'description': 'Pitched, 200 mm loft insulation', 'energy_rating': 'Good', 'env_rating': 'Good'}, {'description': 'Pitched, 250 mm loft insulation', 'energy_rating': 'Good', 'env_rating': 'Good'}, {'description': 'Roof room(s), ceiling insulated', 'energy_rating': 'Very Poor', 'env_rating': 'Very Poor'}] | [{'description': 'Solid, insulated (assumed)', 'energy_rating': 'N/A', 'env_rating': 'N/A'}, {'description': 'Solid, no insulation (assumed)', 'energy_rating': 'N/A', 'env_rating': 'N/A'}] | [{'description': 'Description: Fully double glazed', 'energy_rating': 'Good', 'env_rating': 'Good'}] | [{'description': 'Boiler and radiators, LPG', 'energy_rating': 'Very Poor', 'env_rating': 'Good'}] | [{'description': 'Programmer, room thermostat and TRVs', 'energy_rating': 'Good', 'env_rating': 'Good'}] | [{'description': 'Room heaters, dual fuel (mineral and wood)', 'energy_rating': 'N/A', 'env_rating': 'N/A'}] | [{'description': 'From main system', 'energy_rating': 'Very Poor', 'env_rating': 'Good'}] | [{'description': 'Low energy lighting in 88% of fixed outlets', 'energy_rating': 'Very Good', 'env_rating': 'Very Good'}] | [] | 37 | 26 | 126 | 0.5294117647058824 | 4.9 | 0.49495 | 1873 | TRUE | TRUE | TRUE | [{'description': 'Flat roof insulation', 'cost_min': 850, 'cost_max': 1500, 'typical_saving': 179, 'energy_rating': 'F 24', 'env_rating': 'E 53', 'green_deal': 'Y'}, {'description': 'Floor insulation (solid floor)', 'cost_min': 4000, 'cost_max': 6000, 'typical_saving': 177, 'energy_rating': 'E 50', 'env_rating': 'C 71', 'green_deal': 'Y'}, {'description': 'Room-in-roof insulation', 'cost_min': 1500, 'cost_max': 2700, 'typical_saving': 598, 'energy_rating': 'F 33', 'env_rating': 'D 59', 'green_deal': 'Y'}, {'description': 'Internal or external wall insulation', 'cost_min': 4000, 'cost_max': 14000, 'typical_saving': 805, 'energy_rating': 'E 47', 'env_rating': 'C 69', 'green_deal': 'Y'}, {'description': 'Solar water heating', 'cost_min': 4000, 'cost_max': 6000, 'typical_saving': 113, 'energy_rating': 'E 53', 'env_rating': 'C 72', 'green_deal': 'Y'}, {'description': 'Solar photovoltaic panels, 2.5 kWp', 'cost_min': 3500, 'cost_max': 5500, 'typical_saving': 312, 'energy_rating': 'D 59', 'env_rating': 'C 77', 'green_deal': 'Y'}, {'description': None, 'cost_min': None, 'cost_max': None, 'typical_saving': None, 'energy_rating': None, 'env_rating': None, 'green_deal': None}] | 17850 | 35700 | 26775 | 42.90382819794584 | 1873 | 5858.6678 | 0.064983 | [{'description': 'Flat roof insulation', 'cost_min': 850, 'cost_max': 1500, 'typical_saving': 179, 'energy_rating': 'F 24', 'env_rating': 'E 53', 'green_deal': 'Y'}, {'description': 'Floor insulation (solid floor)', 'cost_min': 4000, 'cost_max': 6000, 'typical_saving': 177, 'energy_rating': 'E 50', 'env_rating': 'C 71', 'green_deal': 'Y'}, {'description': 'Room-in-roof insulation', 'cost_min': 1500, 'cost_max': 2700, 'typical_saving': 598, 'energy_rating': 'F 33', 'env_rating': 'D 59', 'green_deal': 'Y'}, {'description': 'Internal or external wall insulation', 'cost_min': 4000, 'cost_max': 14000, 'typical_saving': 805, 'energy_rating': 'E 47', 'env_rating': 'C 69', 'green_deal': 'Y'}, {'description': 'Solar water heating', 'cost_min': 4000, 'cost_max': 6000, 'typical_saving': 113, 'energy_rating': 'E 53', 'env_rating': 'C 72', 'green_deal': 'Y'}, {'description': 'Solar photovoltaic panels, 2.5 kWp', 'cost_min': 3500, 'cost_max': 5500, 'typical_saving': 312, 'energy_rating': 'D 59', 'env_rating': 'C 77', 'green_deal': 'Y'}] | [{'description': 'Flat roof insulation', 'capex_mid': np.float64(1175.0), 'lifetime': np.int64(50), 'annual_cashflow': 179, 'npv': np.float64(2092.810657438875), 'irr': 0.1522127282241792}, {'description': 'Floor insulation (solid floor)', 'capex_mid': np.float64(5000.0), 'lifetime': np.int64(50), 'annual_cashflow': 177, 'npv': np.float64(-1768.7011934822303), 'irr': 0.025201251677896996}, {'description': 'Room-in-roof insulation', 'capex_mid': np.float64(2100.0), 'lifetime': np.int64(50), 'annual_cashflow': 598, 'npv': np.float64(8817.043425410318), 'irr': 0.28476087350519164}, {'description': 'Internal or external wall insulation', 'capex_mid': np.float64(9000.0), 'lifetime': np.int64(50), 'annual_cashflow': 805, 'npv': np.float64(5696.019995744662), 'irr': 0.08813394949471287}, {'description': 'Solar water heating', 'capex_mid': np.float64(5000.0), 'lifetime': np.int64(30), 'annual_cashflow': 113, 'npv': np.float64(-3262.91303396224), 'irr': -0.023438675366454054}, {'description': 'Solar photovoltaic panels, 2.5 kWp', 'capex_mid': np.float64(4500.0), 'lifetime': np.int64(30), 'annual_cashflow': 312, 'npv': np.float64(296.20472038744253), 'irr': 0.05569362362810981}] | 14.295248264815804 | 212.5 | 5464285.714285714 | TRUE | TRUE | 1 | 4.1885 | 0.0052356 | 0.5235602094240838 | FALSE | FALSE |  | Unknown | boiler with radiators or underfloor heating | bottled lpg | boiler with radiators or underfloor heating ¦ bottled lpg | TRUE | 0.5285714285714286 | 0.40625 | 0.5283085181745332 | 0.3224137931034482 | 0.6913640032284099 | 0.4853439498386606 | 2 | 95.5 | Detached_2F | 11.968709203585822 | 7.979139469057215 | 8.789569734528607 | A | 4.2 | 39.895697345286074 | 167.56192885020153 | 30.177 | 30.177 | 0.1800946086445322 | 4.311 | 1.6952875862224674 | 2.542931379333701 | boiler_radiators_lpg_very_poor_room_heaters_dual_fuel | [{'main_heat': 'boiler_radiators_lpg', 'main_energy': 'very_poor', 'secondary_heat': 'room_heaters_dual_fuel'}] | Sandstone or limestone, as built, no insulation (assumed) | Pitched, 200 mm loft insulation | Fully double glazed | sandstone_limestone_as_built_band_A | insulated_roof_200mm | dbl_glz_pre_2003
1001664944 | 122038904 | 9 DUNMORE GARDENS | FINTRY | GLASGOW | G63 0XN | 56.05208930000001 | -4.2229 | 2022-03-01 | RdSAP, existing dwelling | 2022-03-02 | 187 | 54 | 1923 | 303 | 76 | C | 94 | A | 78 | C | 94 | A | 32 | Description: Low energy lighting for all fixed outlets; Indicative Cost: ¬£20; Typical Saving: 15; Energy Rating after improvement: C 77; Environmental Rating after improvement: C 79; Green Deal Eligible: N ¦ Description: Solar water heating; Indicative Cost: ¬£4,000 - ¬£6,000; Typical Saving: 86; Energy Rating after improvement: C 80; Environmental Rating after improvement: B 82; Green Deal Eligible: Y ¦ Description: Solar photovoltaic panels, 2.5 kWp; Indicative Cost: ¬£3,500 - ¬£5,500; Typical Saving: 312; Energy Rating after improvement: A 94; Environmental Rating after improvement: A 94; Green Deal Eligible: Y ¦ | Timber frame, as built, insulated (assumed) | Good | Good | Pitched, 250 mm loft insulation | Good | Good | Suspended, insulated (assumed) | N/A | N/A | Description: Fully double glazed | Average | Average | Air source heat pump, underfloor, electric | Very Good | Very Good | Time and temperature zone control | Very Good | Very Good | Room heaters, dual fuel (mineral and wood) | N/A | N/A | From main system | Poor | Good | Low energy lighting in 67% of fixed outlets | Good | Good |  |  |  | 1.7 | 1.1 | 879 | 888 | 837 | 576 | 207 | 156 |  | Description: Air source heat pump ¦ | 5761 | 2536 | 0 | 0 | 0 |  | 1999-2002 | 2.37 | S01006074 (Strathendrick) | 66 | 0 | 12 | 8 | 67 |  |  | 1 | 2 |  | 2 | Stirling |  | heat pump with radiators or underfloor heating | electricity | 2207 | natural | Single | 100 | double glazing installed before 2002 | 0 | Array: Roof Area: 0%; Connection: not applicable (FGHRS or no PV); ¦ | FALSE | owner-occupied | RHI application |  | 00RGMB | Forth and Endrick | 0 | Semi-Detached | Bungalow | S01013015 (Kippen and Fintry - 01) | 2022-03-02 10:09 | 4812-4627-9100-0479-6202 | 9 DUNMORE GARDENS ¦ G63 0XN | [{'description': 'Low energy lighting for all fixed outlets', 'cost_min': None, 'cost_max': None, 'typical_saving': 15, 'energy_rating': 'C 77', 'env_rating': 'C 79', 'green_deal': 'N'}, {'description': 'Solar water heating', 'cost_min': 4000, 'cost_max': 6000, 'typical_saving': 86, 'energy_rating': 'C 80', 'env_rating': 'B 82', 'green_deal': 'Y'}, {'description': 'Solar photovoltaic panels, 2.5 kWp', 'cost_min': 3500, 'cost_max': 5500, 'typical_saving': 312, 'energy_rating': 'A 94', 'env_rating': 'A 94', 'green_deal': 'Y'}, {'description': None, 'cost_min': None, 'cost_max': None, 'typical_saving': None, 'energy_rating': None, 'env_rating': None, 'green_deal': None}] | [{'description': 'Timber frame, as built, insulated (assumed)', 'energy_rating': 'Good', 'env_rating': 'Good'}] | [{'description': 'Pitched, 250 mm loft insulation', 'energy_rating': 'Good', 'env_rating': 'Good'}] | [{'description': 'Suspended, insulated (assumed)', 'energy_rating': 'N/A', 'env_rating': 'N/A'}] | [{'description': 'Description: Fully double glazed', 'energy_rating': 'Average', 'env_rating': 'Average'}] | [{'description': 'Air source heat pump, underfloor, electric', 'energy_rating': 'Very Good', 'env_rating': 'Very Good'}] | [{'description': 'Time and temperature zone control', 'energy_rating': 'Very Good', 'env_rating': 'Very Good'}] | [{'description': 'Room heaters, dual fuel (mineral and wood)', 'energy_rating': 'N/A', 'env_rating': 'N/A'}] | [{'description': 'From main system', 'energy_rating': 'Poor', 'env_rating': 'Good'}] | [{'description': 'Low energy lighting in 67% of fixed outlets', 'energy_rating': 'Good', 'env_rating': 'Good'}] | [] | 18 | 16 | 121 | 0.6470588235294118 | 0.5999999999999999 | 0.3529411764705881 | 101 | TRUE | TRUE | TRUE | [{'description': 'Low energy lighting for all fixed outlets', 'cost_min': None, 'cost_max': None, 'typical_saving': 15, 'energy_rating': 'C 77', 'env_rating': 'C 79', 'green_deal': 'N'}, {'description': 'Solar water heating', 'cost_min': 4000, 'cost_max': 6000, 'typical_saving': 86, 'energy_rating': 'C 80', 'env_rating': 'B 82', 'green_deal': 'Y'}, {'description': 'Solar photovoltaic panels, 2.5 kWp', 'cost_min': 3500, 'cost_max': 5500, 'typical_saving': 312, 'energy_rating': 'A 94', 'env_rating': 'A 94', 'green_deal': 'Y'}, {'description': None, 'cost_min': None, 'cost_max': None, 'typical_saving': None, 'energy_rating': None, 'env_rating': None, 'green_deal': None}] | 7500 | 11500 | 9500 | 30 | 101 | -7947.3824 | -0.062077 | [{'description': 'Low energy lighting for all fixed outlets', 'cost_min': None, 'cost_max': None, 'typical_saving': 15, 'energy_rating': 'C 77', 'env_rating': 'C 79', 'green_deal': 'N'}, {'description': 'Solar water heating', 'cost_min': 4000, 'cost_max': 6000, 'typical_saving': 86, 'energy_rating': 'C 80', 'env_rating': 'B 82', 'green_deal': 'Y'}, {'description': 'Solar photovoltaic panels, 2.5 kWp', 'cost_min': 3500, 'cost_max': 5500, 'typical_saving': 312, 'energy_rating': 'A 94', 'env_rating': 'A 94', 'green_deal': 'Y'}] | [{'description': 'Low energy lighting for all fixed outlets', 'capex_mid': nan, 'lifetime': np.int64(20), 'annual_cashflow': 15, 'npv': nan, 'irr': nan}, {'description': 'Solar water heating', 'capex_mid': np.float64(5000.0), 'lifetime': np.int64(30), 'annual_cashflow': 86, 'npv': np.float64(-3677.969211688076), 'irr': -0.038291789091538964}, {'description': 'Solar photovoltaic panels, 2.5 kWp', 'capex_mid': np.float64(4500.0), 'lifetime': np.int64(30), 'annual_cashflow': 312, 'npv': np.float64(296.20472038744253), 'irr': 0.05569362362810981}] | 94.05940594059406 | 78.51239669421487 | 15833333.333333338 | TRUE | FALSE | 1 | 3.7037037037037033 | 0.018519 | 1.8518518518518516 | FALSE | FALSE |  | Unknown | heat pump with radiators or underfloor heating | electricity | heat pump with radiators or underfloor heating ¦ electricity | TRUE | 0.2571428571428571 | 0.25 | 0.3447487892845625 | 0.1191222570532915 | 0.7382297551789077 | 0.3152205379061432 | 2 | 27 | SemiDetached_2F | 5.196152422706632 | 5.196152422706632 | 7.398076211353316 | I | 4.74 | 15.588457268119896 | 73.8893 | 7.4358 | 7.4358 | 0.1006343443891284 | 1.062257142857143 | 0.84153 | 1.262293830407847 | air_source_heat_pump_underfloor_electric_very_good_room_heaters_dual_fuel | [{'main_heat': 'air_source_heat_pump_underfloor_electric', 'main_energy': 'very_good', 'secondary_heat': 'room_heaters_dual_fuel'}] | Timber frame, as built, insulated (assumed) | Pitched, 250 mm loft insulation | Fully double glazed | timber_frame_as_built_bands_G_to_I | insulated_roof_250mm | dbl_glz_pre_2003
1000336711 | 122009859 | 4 KIPPEN ROAD | FINTRY | GLASGOW | G63 0YA | 56.0573 | -4.2263 | 2022-02-16 | RdSAP, existing dwelling | 2022-03-02 | 426 | 92 | 5214 | 1032 | 61 | D | 78 | C | 38 | F | 55 | D | 85 | Description: Time and temperature zone control; Indicative Cost: ¬£350 - ¬£450; Typical Saving: 139; Energy Rating after improvement: D 65; Environmental Rating after improvement: E 44; Green Deal Eligible: Y ¦ Description: Solar water heating; Indicative Cost: ¬£4,000 - ¬£6,000; Typical Saving: 63; Energy Rating after improvement: D 67; Environmental Rating after improvement: E 46; Green Deal Eligible: Y ¦ Description: Solar photovoltaic panels, 2.5 kWp; Indicative Cost: ¬£3,500 - ¬£5,500; Typical Saving: 312; Energy Rating after improvement: C 78; Environmental Rating after improvement: D 55; Green Deal Eligible: Y ¦ Description: Floor insulation (solid floor); Indicative Cost: ¬£4,000 - ¬£6,000; Typical Saving: 86; Energy Rating after improvement: D 62; Environmental Rating after improvement: E 41; Green Deal Eligible: Y ¦ Description: Replacement glazing units; Indicative Cost: ¬£1,000 - ¬£1,400; Typical Saving: 56; Energy Rating after improvement: D 68; Environmental Rating after improvement: E 48; Green Deal Eligible: Y ¦ | System built, as built, no insulation (assumed) | Very Poor | Very Poor | Pitched, 200 mm loft insulation | Good | Good | Solid, no insulation (assumed) | N/A | N/A | Description: Fully double glazed | Average | Average | Air source heat pump, radiators, electric | Good | Good | Programmer, TRVs and bypass | Average | Average | Room heaters, coal | N/A | N/A | From main system | Good | Good | Low energy lighting in all fixed outlets | Very Good | Very Good |  |  |  | 7.8 | 2.4 | 4368 | 3531 | 621 | 426 | 225 | 225 |  | Description: Air source heat pump ¦ | 16869 | 2663 | 0 | 0 | 0 |  | 1950-1964 | 2.4 | S01006074 (Strathendrick) | 286 | 0 | 11 | 11 | 100 |  |  | 1 | 4 |  | 4 | Stirling |  | heat pump with radiators or underfloor heating | electricity | 2206 | natural | dual (24 hour) | 100 | double glazing installed before 2002 | 1 | Array: Roof Area: 0%; Connection: not applicable (FGHRS or no PV); ¦ | FALSE | owner-occupied | marketed sale |  | 00RGMB | Forth and Endrick | 0 | Semi-Detached | House | S01013015 (Kippen and Fintry - 01) | 2022-03-02 07:38 | 9161-1003-1202-7062-3204 | 4 KIPPEN ROAD ¦ G63 0YA | [{'description': 'Time and temperature zone control', 'cost_min': 350, 'cost_max': 450, 'typical_saving': 139, 'energy_rating': 'D 65', 'env_rating': 'E 44', 'green_deal': 'Y'}, {'description': 'Solar water heating', 'cost_min': 4000, 'cost_max': 6000, 'typical_saving': 63, 'energy_rating': 'D 67', 'env_rating': 'E 46', 'green_deal': 'Y'}, {'description': 'Solar photovoltaic panels, 2.5 kWp', 'cost_min': 3500, 'cost_max': 5500, 'typical_saving': 312, 'energy_rating': 'C 78', 'env_rating': 'D 55', 'green_deal': 'Y'}, {'description': 'Floor insulation (solid floor)', 'cost_min': 4000, 'cost_max': 6000, 'typical_saving': 86, 'energy_rating': 'D 62', 'env_rating': 'E 41', 'green_deal': 'Y'}, {'description': 'Replacement glazing units', 'cost_min': 1000, 'cost_max': 1400, 'typical_saving': 56, 'energy_rating': 'D 68', 'env_rating': 'E 48', 'green_deal': 'Y'}, {'description': None, 'cost_min': None, 'cost_max': None, 'typical_saving': None, 'energy_rating': None, 'env_rating': None, 'green_deal': None}] | [{'description': 'System built, as built, no insulation (assumed)', 'energy_rating': 'Very Poor', 'env_rating': 'Very Poor'}] | [{'description': 'Pitched, 200 mm loft insulation', 'energy_rating': 'Good', 'env_rating': 'Good'}] | [{'description': 'Solid, no insulation (assumed)', 'energy_rating': 'N/A', 'env_rating': 'N/A'}] | [{'description': 'Description: Fully double glazed', 'energy_rating': 'Average', 'env_rating': 'Average'}] | [{'description': 'Air source heat pump, radiators, electric', 'energy_rating': 'Good', 'env_rating': 'Good'}] | [{'description': 'Programmer, TRVs and bypass', 'energy_rating': 'Average', 'env_rating': 'Average'}] | [{'description': 'Room heaters, coal', 'energy_rating': 'N/A', 'env_rating': 'N/A'}] | [{'description': 'From main system', 'energy_rating': 'Good', 'env_rating': 'Good'}] | [{'description': 'Low energy lighting in all fixed outlets', 'energy_rating': 'Very Good', 'env_rating': 'Very Good'}] | [] | 17 | 17 | 140 | 0.3286384976525822 | 5.4 | 0.6923076923076924 | 344 | TRUE | TRUE | TRUE | [{'description': 'Time and temperature zone control', 'cost_min': 350, 'cost_max': 450, 'typical_saving': 139, 'energy_rating': 'D 65', 'env_rating': 'E 44', 'green_deal': 'Y'}, {'description': 'Solar water heating', 'cost_min': 4000, 'cost_max': 6000, 'typical_saving': 63, 'energy_rating': 'D 67', 'env_rating': 'E 46', 'green_deal': 'Y'}, {'description': 'Solar photovoltaic panels, 2.5 kWp', 'cost_min': 3500, 'cost_max': 5500, 'typical_saving': 312, 'energy_rating': 'C 78', 'env_rating': 'D 55', 'green_deal': 'Y'}, {'description': 'Floor insulation (solid floor)', 'cost_min': 4000, 'cost_max': 6000, 'typical_saving': 86, 'energy_rating': 'D 62', 'env_rating': 'E 41', 'green_deal': 'Y'}, {'description': 'Replacement glazing units', 'cost_min': 1000, 'cost_max': 1400, 'typical_saving': 56, 'energy_rating': 'D 68', 'env_rating': 'E 48', 'green_deal': 'Y'}, {'description': None, 'cost_min': None, 'cost_max': None, 'typical_saving': None, 'energy_rating': None, 'env_rating': None, 'green_deal': None}] | 12850 | 19350 | 16100 | 35.46583850931677 | 344 | -10467.2772 | -0.015348 | [{'description': 'Time and temperature zone control', 'cost_min': 350, 'cost_max': 450, 'typical_saving': 139, 'energy_rating': 'D 65', 'env_rating': 'E 44', 'green_deal': 'Y'}, {'description': 'Solar water heating', 'cost_min': 4000, 'cost_max': 6000, 'typical_saving': 63, 'energy_rating': 'D 67', 'env_rating': 'E 46', 'green_deal': 'Y'}, {'description': 'Solar photovoltaic panels, 2.5 kWp', 'cost_min': 3500, 'cost_max': 5500, 'typical_saving': 312, 'energy_rating': 'C 78', 'env_rating': 'D 55', 'green_deal': 'Y'}, {'description': 'Floor insulation (solid floor)', 'cost_min': 4000, 'cost_max': 6000, 'typical_saving': 86, 'energy_rating': 'D 62', 'env_rating': 'E 41', 'green_deal': 'Y'}, {'description': 'Replacement glazing units', 'cost_min': 1000, 'cost_max': 1400, 'typical_saving': 56, 'energy_rating': 'D 68', 'env_rating': 'E 48', 'green_deal': 'Y'}] | [{'description': 'Time and temperature zone control', 'capex_mid': np.float64(400.0), 'lifetime': np.int64(15), 'annual_cashflow': 139, 'npv': np.float64(1042.772467307102), 'irr': 0.3433493083821113}, {'description': 'Solar water heating', 'capex_mid': np.float64(5000.0), 'lifetime': np.int64(30), 'annual_cashflow': 63, 'npv': np.float64(-4031.535585306382), 'irr': -0.05397762538807249}, {'description': 'Solar photovoltaic panels, 2.5 kWp', 'capex_mid': np.float64(4500.0), 'lifetime': np.int64(30), 'annual_cashflow': 312, 'npv': np.float64(296.20472038744253), 'irr': 0.05569362362810981}, {'description': 'Floor insulation (solid floor)', 'capex_mid': np.float64(5000.0), 'lifetime': np.int64(50), 'annual_cashflow': 86, 'npv': np.float64(-3429.9904103924964), 'irr': -0.005761714144650543}, {'description': 'Replacement glazing units', 'capex_mid': np.float64(1200.0), 'lifetime': np.int64(25), 'annual_cashflow': 56, 'npv': np.float64(-410.73910430149397), 'irr': 0.012227050068429612}] | 46.80232558139535 | 115 | 2981481.4814814813 | TRUE | FALSE | 1 | 4.3478260869565215 | 0.01087 | 1.0869565217391304 | FALSE | FALSE |  | Unknown | heat pump with radiators or underfloor heating | electricity | heat pump with radiators or underfloor heating ¦ electricity | TRUE | 0.2428571428571428 | 0.26562 | 0.3112452757467383 | 0.1744827586206896 | 0.6801422891818371 | 0.3118629276021957 | 1 | 92 | SemiDetached_1F | 9.591663046625438 | 9.591663046625438 | 9.595831523312718 | D | 2.4 |  |  | 17.4198 | 17.4198 |  | 2.488542857142857 | 1.288032830105107 | 1.9320492451576603 | air_source_heat_pump_radiators_electric_good_room_heaters_coal | [{'main_heat': 'air_source_heat_pump_radiators_electric', 'main_energy': 'good', 'secondary_heat': 'room_heaters_coal'}] | System built, as built, no insulation (assumed) | Pitched, 200 mm loft insulation | Fully double glazed | system_as_built_band_D | insulated_roof_200mm | dbl_glz_pre_2003
1001829079 | 122009876 | 31 CULCREUCH AVENUE | FINTRY | GLASGOW | G63 0YB | 56.0553 | -4.2231 | 2022-02-04 | RdSAP, existing dwelling | 2022-02-04 | 331 | 78 | 4005 | 489 | 81 | B | 110 | A | 61 | D | 87 | B | 56 | Description: Add additional 80¬†mm jacket to hot water cylinder; Indicative Cost: ¬£15 - ¬£30; Typical Saving: 29; Energy Rating after improvement: B 82; Environmental Rating after improvement: D 62; Green Deal Eligible: Y ¦ Description: Solar water heating; Indicative Cost: ¬£4,000 - ¬£6,000; Typical Saving: 133; Energy Rating after improvement: B 87; Environmental Rating after improvement: D 67; Green Deal Eligible: Y ¦ Description: Wind turbine; Indicative Cost: ¬£15,000 - ¬£25,000; Typical Saving: 742; Energy Rating after improvement: A 110; Environmental Rating after improvement: B 87; Green Deal Eligible: Y ¦ | Cavity wall, filled cavity | Average | Average | Pitched, 300 mm loft insulation | Very Good | Very Good | Suspended, insulated | N/A | N/A | Description: Fully double glazed | Average | Average | Electric storage heaters | Average | Poor | Controls for high heat retention storage heaters | Good | Good | Room heaters, electric | N/A | N/A | Electric immersion, off-peak | Very Poor | Poor | Low energy lighting in all fixed outlets | Very Good | Very Good |  |  |  | 4.3 | 2.3 | 2697 | 2727 | 1089 | 570 | 219 | 219 |  | Description: Solar photovoltaics ¦ | 8557 | 2112 | 0 | 0 | 0 |  | 1950-1964 | 2.43 | S01006074 (Strathendrick) | 152 | 0 | 8 | 8 | 100 |  |  | 1 | 3 |  | 3 | Stirling |  | electric storage heaters | electricity | 2404 | natural | dual | 100 | double glazing installed before 2002 | 0 | Array: Peak Power: 3.3; Orientation: South; Pitch: 45 degrees; Overshading: none or very little; Connection: connected to dwelling‚Äôs electricity meter; ¦ | FALSE | rented (social) | rental |  | 00RGMB | Forth and Endrick | 0 | Semi-Detached | House | S01013015 (Kippen and Fintry - 01) | 2022-02-04 10:25 | 9800-6240-0922-4107-1223 | 31 CULCREUCH AVENUE ¦ G63 0YB | [{'description': 'Add additional 80\xa0mm jacket to hot water cylinder', 'cost_min': 15, 'cost_max': 30, 'typical_saving': 29, 'energy_rating': 'B 82', 'env_rating': 'D 62', 'green_deal': 'Y'}, {'description': 'Solar water heating', 'cost_min': 4000, 'cost_max': 6000, 'typical_saving': 133, 'energy_rating': 'B 87', 'env_rating': 'D 67', 'green_deal': 'Y'}, {'description': 'Wind turbine', 'cost_min': 15000, 'cost_max': 25000, 'typical_saving': 742, 'energy_rating': 'A 110', 'env_rating': 'B 87', 'green_deal': 'Y'}, {'description': None, 'cost_min': None, 'cost_max': None, 'typical_saving': None, 'energy_rating': None, 'env_rating': None, 'green_deal': None}] | [{'description': 'Cavity wall, filled cavity', 'energy_rating': 'Average', 'env_rating': 'Average'}] | [{'description': 'Pitched, 300 mm loft insulation', 'energy_rating': 'Very Good', 'env_rating': 'Very Good'}] | [{'description': 'Suspended, insulated', 'energy_rating': 'N/A', 'env_rating': 'N/A'}] | [{'description': 'Description: Fully double glazed', 'energy_rating': 'Average', 'env_rating': 'Average'}] | [{'description': 'Electric storage heaters', 'energy_rating': 'Average', 'env_rating': 'Poor'}] | [{'description': 'Controls for high heat retention storage heaters', 'energy_rating': 'Good', 'env_rating': 'Good'}] | [{'description': 'Room heaters, electric', 'energy_rating': 'N/A', 'env_rating': 'N/A'}] | [{'description': 'Electric immersion, off-peak', 'energy_rating': 'Very Poor', 'env_rating': 'Poor'}] | [{'description': 'Low energy lighting in all fixed outlets', 'energy_rating': 'Very Good', 'env_rating': 'Very Good'}] | [] | 29 | 26 | 179 | 0.54079 | 2 | 0.4651162790697674 | 163 | TRUE | TRUE | TRUE | [{'description': 'Add additional 80\xa0mm jacket to hot water cylinder', 'cost_min': 15, 'cost_max': 30, 'typical_saving': 29, 'energy_rating': 'B 82', 'env_rating': 'D 62', 'green_deal': 'Y'}, {'description': 'Solar water heating', 'cost_min': 4000, 'cost_max': 6000, 'typical_saving': 133, 'energy_rating': 'B 87', 'env_rating': 'D 67', 'green_deal': 'Y'}, {'description': 'Wind turbine', 'cost_min': 15000, 'cost_max': 25000, 'typical_saving': 742, 'energy_rating': 'A 110', 'env_rating': 'B 87', 'green_deal': 'Y'}, {'description': None, 'cost_min': None, 'cost_max': None, 'typical_saving': None, 'energy_rating': None, 'env_rating': None, 'green_deal': None}] | 19015 | 31030 | 25022.5 | 30 | 163 | -22516.7905 | -0.083971 | [{'description': 'Add additional 80\xa0mm jacket to hot water cylinder', 'cost_min': 15, 'cost_max': 30, 'typical_saving': 29, 'energy_rating': 'B 82', 'env_rating': 'D 62', 'green_deal': 'Y'}, {'description': 'Solar water heating', 'cost_min': 4000, 'cost_max': 6000, 'typical_saving': 133, 'energy_rating': 'B 87', 'env_rating': 'D 67', 'green_deal': 'Y'}, {'description': 'Wind turbine', 'cost_min': 15000, 'cost_max': 25000, 'typical_saving': 742, 'energy_rating': 'A 110', 'env_rating': 'B 87', 'green_deal': 'Y'}] | [{'description': 'Add additional 80\xa0mm jacket to hot water cylinder', 'capex_mid': np.float64(22.5), 'lifetime': 15, 'annual_cashflow': 29, 'npv': np.float64(278.5100831072371), 'irr': 1.2888836906095822}, {'description': 'Solar water heating', 'capex_mid': np.float64(5000.0), 'lifetime': np.int64(30), 'annual_cashflow': 133, 'npv': np.float64(-2955.464013424584), 'irr': -0.01398084737641736}, {'description': 'Wind turbine', 'capex_mid': np.float64(20000.0), 'lifetime': np.int64(30), 'annual_cashflow': 742, 'npv': np.float64(-8593.641338052943), 'irr': 0.007051043281775193}] | 153.51226993865032 | 139.7905027932961 | 12511250 | TRUE | FALSE | 1 | 3.8461538461538463 | 0.012821 | 1.282051282051282 | FALSE | FALSE |  | Unknown | electric storage heaters | electricity | electric storage heaters ¦ electricity | TRUE | 0.4142857142857142 | 0.40625 | 0.1510397600533921 | 0.2120959352725872 | 0.7232146892655366 | 0.40156 | 2 | 39 | SemiDetached_2F | 6.244997998398398 | 6.244997998398398 | 7.922498999199199 | D | 4.86 | 18.734993995195197 | 91.05207081664868 | 15.6082 | 15.6082 | 0.1714205932935912 | 2.229742857142857 | 1.2192191099614695 | 1.8288286649422043 | electric_storage_heaters_average_room_heaters_electric | [{'main_heat': 'electric_storage_heaters', 'main_energy': 'average', 'secondary_heat': 'room_heaters_electric'}] | Cavity wall, filled cavity | Pitched, 300 mm loft insulation | Fully double glazed | cavity_filled_bands_A_to_E | insulated_roof_300mm | dbl_glz_pre_2003
1001870859 | 122047595 | BRUACH | FINTRY | GLASGOW | G63 0YH | 56.05282399999999 | -4.2206 | 2022-01-14 | RdSAP, existing dwelling | 2022-01-18 | 199 | 196 | 7089 | 222 | 66 | D | 84 | B | 75 | C | 91 | B | 27 | Description: Solar photovoltaic panels, 2.5 kWp; Indicative Cost: ¬£3,500 - ¬£5,500; Typical Saving: 312; Energy Rating after improvement: C 73; Environmental Rating after improvement: B 81; Green Deal Eligible: Y ¦ Description: Wind turbine; Indicative Cost: ¬£15,000 - ¬£25,000; Typical Saving: 695; Energy Rating after improvement: B 84; Environmental Rating after improvement: B 91; Green Deal Eligible: Y ¦ Description: Solar water heating; Indicative Cost: ¬£4,000 - ¬£6,000; Typical Saving: 73; Energy Rating after improvement: D 67; Environmental Rating after improvement: C 76; Green Deal Eligible: Y ¦ | Cavity wall, filled cavity | Average | Average | Pitched, 400+ mm loft insulation | Very Good | Very Good | Solid, insulated | N/A | N/A | Description: Fully double glazed | Average | Average | Ground source heat pump, underfloor, electric | Good | Very Good | Programmer and at least two room thermostats | Good | Good | Room heaters, wood logs | N/A | N/A | From main system | Average | Good | Low energy lighting in all fixed outlets | Very Good | Very Good |  |  |  | 5.4 | 2.9 | 6234 | 6234 | 519 | 297 | 336 | 336 |  | Description: Biomass secondary heating ¦ Description: Ground source heat pump ¦ | 31591 | 1745 | 0 | 0 | 0 |  | 1950-1964 | 2.45 | S01006072 (Strathendrick) | 112 | 0 | 12 | 12 | 100 |  |  | 1 | 10 |  | 9 | Stirling |  | heat pump with radiators or underfloor heating | electricity | 2205 | natural | Single | 100 | double glazing installed before 2002 | 0 | Array: Roof Area: 0%; Connection: not applicable (FGHRS or no PV); ¦ | FALSE | owner-occupied | marketed sale |  | 00RGMB | Forth and Endrick | 0 | Detached | House | S01013015 (Kippen and Fintry - 01) | 2022-01-18 09:58 | 0180-2904-5190-2792-8875 | BRUACH ¦ G63 0YH | [{'description': 'Solar photovoltaic panels, 2.5 kWp', 'cost_min': 3500, 'cost_max': 5500, 'typical_saving': 312, 'energy_rating': 'C 73', 'env_rating': 'B 81', 'green_deal': 'Y'}, {'description': 'Wind turbine', 'cost_min': 15000, 'cost_max': 25000, 'typical_saving': 695, 'energy_rating': 'B 84', 'env_rating': 'B 91', 'green_deal': 'Y'}, {'description': 'Solar water heating', 'cost_min': 4000, 'cost_max': 6000, 'typical_saving': 73, 'energy_rating': 'D 67', 'env_rating': 'C 76', 'green_deal': 'Y'}, {'description': None, 'cost_min': None, 'cost_max': None, 'typical_saving': None, 'energy_rating': None, 'env_rating': None, 'green_deal': None}] | [{'description': 'Cavity wall, filled cavity', 'energy_rating': 'Average', 'env_rating': 'Average'}] | [{'description': 'Pitched, 400+ mm loft insulation', 'energy_rating': 'Very Good', 'env_rating': 'Very Good'}] | [{'description': 'Solid, insulated', 'energy_rating': 'N/A', 'env_rating': 'N/A'}] | [{'description': 'Description: Fully double glazed', 'energy_rating': 'Average', 'env_rating': 'Average'}] | [{'description': 'Ground source heat pump, underfloor, electric', 'energy_rating': 'Good', 'env_rating': 'Very Good'}] | [{'description': 'Programmer and at least two room thermostats', 'energy_rating': 'Good', 'env_rating': 'Good'}] | [{'description': 'Room heaters, wood logs', 'energy_rating': 'N/A', 'env_rating': 'N/A'}] | [{'description': 'From main system', 'energy_rating': 'Average', 'env_rating': 'Good'}] | [{'description': 'Low energy lighting in all fixed outlets', 'energy_rating': 'Very Good', 'env_rating': 'Very Good'}] | [] | 18 | 16 | 87 | 0.4371859296482412 | 2.5000000000000004 | 0.46296 | 74 | TRUE | TRUE | TRUE | [{'description': 'Solar photovoltaic panels, 2.5 kWp', 'cost_min': 3500, 'cost_max': 5500, 'typical_saving': 312, 'energy_rating': 'C 73', 'env_rating': 'B 81', 'green_deal': 'Y'}, {'description': 'Wind turbine', 'cost_min': 15000, 'cost_max': 25000, 'typical_saving': 695, 'energy_rating': 'B 84', 'env_rating': 'B 91', 'green_deal': 'Y'}, {'description': 'Solar water heating', 'cost_min': 4000, 'cost_max': 6000, 'typical_saving': 73, 'energy_rating': 'D 67', 'env_rating': 'C 76', 'green_deal': 'Y'}, {'description': None, 'cost_min': None, 'cost_max': None, 'typical_saving': None, 'energy_rating': None, 'env_rating': None, 'green_deal': None}] | 22500 | 36500 | 29500 | 30 | 74 | -28362.4386 | -0.12206 | [{'description': 'Solar photovoltaic panels, 2.5 kWp', 'cost_min': 3500, 'cost_max': 5500, 'typical_saving': 312, 'energy_rating': 'C 73', 'env_rating': 'B 81', 'green_deal': 'Y'}, {'description': 'Wind turbine', 'cost_min': 15000, 'cost_max': 25000, 'typical_saving': 695, 'energy_rating': 'B 84', 'env_rating': 'B 91', 'green_deal': 'Y'}, {'description': 'Solar water heating', 'cost_min': 4000, 'cost_max': 6000, 'typical_saving': 73, 'energy_rating': 'D 67', 'env_rating': 'C 76', 'green_deal': 'Y'}] | [{'description': 'Solar photovoltaic panels, 2.5 kWp', 'capex_mid': np.float64(4500.0), 'lifetime': np.int64(30), 'annual_cashflow': 312, 'npv': np.float64(296.20472038744253), 'irr': 0.05569362362810981}, {'description': 'Wind turbine', 'capex_mid': np.float64(20000.0), 'lifetime': np.int64(30), 'annual_cashflow': 695, 'npv': np.float64(-9316.146536316432), 'irr': 0.002706580238557743}, {'description': 'Solar water heating', 'capex_mid': np.float64(5000.0), 'lifetime': np.int64(30), 'annual_cashflow': 73, 'npv': np.float64(-3877.811075037554), 'irr': -0.046699302584360614}] | 398.64864864864865 | 339.08045977011494 | 11799999.999999998 | TRUE | FALSE | 0.9 | 5.1020408163265305 | 0.005102 | 0.5102040816326531 | FALSE | FALSE |  | Unknown | heat pump with radiators or underfloor heating | electricity | heat pump with radiators or underfloor heating ¦ electricity | TRUE | 0.2571428571428571 | 0.25 | 0.073318 | 0.5144669044787951 | 0.7199999999999999 | 0.3446447285664632 | 2 | 98 | Detached_2F | 12.124355652982144 | 8.082903768654761 | 8.8415 | D | 4.9 | 40.41451884327381 | 198.0311423320417 | 30.8774 | 30.8774 | 0.1559219405411872 | 4.4110571428571435 | 1.7148483203784417 | 2.572272480567662 | ground_source_heat_pump_underfloor_electric_good_room_heaters_wood_logs | [{'main_heat': 'ground_source_heat_pump_underfloor_electric', 'main_energy': 'good', 'secondary_heat': 'room_heaters_wood_logs'}] | Cavity wall, filled cavity | Pitched, 400+ mm loft insulation | Fully double glazed | cavity_filled_bands_A_to_E | insulated_roof_400mm | dbl_glz_pre_2003
1001664928 | 122009923 | 17 DUNMORE GARDENS | FINTRY | GLASGOW | G63 0XN | 56.0524 | -4.2229 | 2021-11-25 | RdSAP, existing dwelling | 2021-11-25 | 203 | 60 | 2292 | 342 | 73 | C | 90 | B | 76 | C | 91 | B | 34 | Description: Solar water heating; Indicative Cost: ¬£4,000 - ¬£6,000; Typical Saving: 86; Energy Rating after improvement: C 78; Environmental Rating after improvement: C 80; Green Deal Eligible: Y ¦ Description: Solar photovoltaic panels, 2.5 kWp; Indicative Cost: ¬£3,500 - ¬£5,500; Typical Saving: 307; Energy Rating after improvement: B 90; Environmental Rating after improvement: B 91; Green Deal Eligible: Y ¦ Description: Low energy lighting for all fixed outlets; Indicative Cost: ¬£30; Typical Saving: 28; Energy Rating after improvement: C 74; Environmental Rating after improvement: C 77; Green Deal Eligible: N ¦ | Timber frame, as built, insulated (assumed) | Good | Good | Pitched, 270 mm loft insulation | Good | Good | Suspended, insulated (assumed) | N/A | N/A | Description: Fully double glazed | Average | Average | Air source heat pump, radiators, electric | Good | Very Good | Programmer, TRVs and bypass | Average | Average | None | N/A | N/A | From main system | Poor | Good | Low energy lighting in 40% of fixed outlets | Average | Average |  |  |  | 2.1 | 1.2 | 1176 | 1200 | 846 | 582 | 270 | 168 |  | Description: Air source heat pump ¦ | 5544 | 2607 | 0 | 0 | 0 |  | 1999-2002 | 2.4 | S01006074 (Strathendrick) | 91 | 0 | 10 | 4 | 40 |  |  | 1 | 3 |  | 3 | Stirling |  | heat pump with radiators or underfloor heating | electricity | 2206 | natural | Single | 100 | double glazing installed before 2002 | 0 | Array: Roof Area: 0%; Connection: not applicable (FGHRS or no PV); ¦ | FALSE | owner-occupied | RHI application |  | 00RGMB | Forth and Endrick | 0 | Semi-Detached | House | S01013015 (Kippen and Fintry - 01) | 2021-11-25 09:26 | 2358-1916-2209-9649-6200 | 17 DUNMORE GARDENS ¦ G63 0XN | [{'description': 'Solar water heating', 'cost_min': 4000, 'cost_max': 6000, 'typical_saving': 86, 'energy_rating': 'C 78', 'env_rating': 'C 80', 'green_deal': 'Y'}, {'description': 'Solar photovoltaic panels, 2.5 kWp', 'cost_min': 3500, 'cost_max': 5500, 'typical_saving': 307, 'energy_rating': 'B 90', 'env_rating': 'B 91', 'green_deal': 'Y'}, {'description': 'Low energy lighting for all fixed outlets', 'cost_min': None, 'cost_max': None, 'typical_saving': 28, 'energy_rating': 'C 74', 'env_rating': 'C 77', 'green_deal': 'N'}, {'description': None, 'cost_min': None, 'cost_max': None, 'typical_saving': None, 'energy_rating': None, 'env_rating': None, 'green_deal': None}] | [{'description': 'Timber frame, as built, insulated (assumed)', 'energy_rating': 'Good', 'env_rating': 'Good'}] | [{'description': 'Pitched, 270 mm loft insulation', 'energy_rating': 'Good', 'env_rating': 'Good'}] | [{'description': 'Suspended, insulated (assumed)', 'energy_rating': 'N/A', 'env_rating': 'N/A'}] | [{'description': 'Description: Fully double glazed', 'energy_rating': 'Average', 'env_rating': 'Average'}] | [{'description': 'Air source heat pump, radiators, electric', 'energy_rating': 'Good', 'env_rating': 'Very Good'}] | [{'description': 'Programmer, TRVs and bypass', 'energy_rating': 'Average', 'env_rating': 'Average'}] | [{'description': 'None', 'energy_rating': 'N/A', 'env_rating': 'N/A'}] | [{'description': 'From main system', 'energy_rating': 'Poor', 'env_rating': 'Good'}] | [{'description': 'Low energy lighting in 40% of fixed outlets', 'energy_rating': 'Average', 'env_rating': 'Average'}] | [] | 17 | 15 | 112 | 0.5517241379310345 | 0.9000000000000001 | 0.4285714285714286 | 114 | TRUE | TRUE | TRUE | [{'description': 'Solar water heating', 'cost_min': 4000, 'cost_max': 6000, 'typical_saving': 86, 'energy_rating': 'C 78', 'env_rating': 'C 80', 'green_deal': 'Y'}, {'description': 'Solar photovoltaic panels, 2.5 kWp', 'cost_min': 3500, 'cost_max': 5500, 'typical_saving': 307, 'energy_rating': 'B 90', 'env_rating': 'B 91', 'green_deal': 'Y'}, {'description': 'Low energy lighting for all fixed outlets', 'cost_min': None, 'cost_max': None, 'typical_saving': 28, 'energy_rating': 'C 74', 'env_rating': 'C 77', 'green_deal': 'N'}, {'description': None, 'cost_min': None, 'cost_max': None, 'typical_saving': None, 'energy_rating': None, 'env_rating': None, 'green_deal': None}] | 7500 | 11500 | 9500 | 30 | 114 | -7747.5406 | -0.056335 | [{'description': 'Solar water heating', 'cost_min': 4000, 'cost_max': 6000, 'typical_saving': 86, 'energy_rating': 'C 78', 'env_rating': 'C 80', 'green_deal': 'Y'}, {'description': 'Solar photovoltaic panels, 2.5 kWp', 'cost_min': 3500, 'cost_max': 5500, 'typical_saving': 307, 'energy_rating': 'B 90', 'env_rating': 'B 91', 'green_deal': 'Y'}, {'description': 'Low energy lighting for all fixed outlets', 'cost_min': None, 'cost_max': None, 'typical_saving': 28, 'energy_rating': 'C 74', 'env_rating': 'C 77', 'green_deal': 'N'}] | [{'description': 'Solar water heating', 'capex_mid': np.float64(5000.0), 'lifetime': np.int64(30), 'annual_cashflow': 86, 'npv': np.float64(-3677.969211688076), 'irr': -0.038291789091538964}, {'description': 'Solar photovoltaic panels, 2.5 kWp', 'capex_mid': np.float64(4500.0), 'lifetime': np.int64(30), 'annual_cashflow': 307, 'npv': np.float64(219.34246525302717), 'irr': 0.05423117513471287}, {'description': 'Low energy lighting for all fixed outlets', 'capex_mid': nan, 'lifetime': np.int64(20), 'annual_cashflow': 28, 'npv': nan, 'irr': nan}] | 83.33333333333333 | 84.82142857142857 | 10555555.555555554 | TRUE | FALSE | 1 | 5 | 0.016667 | 1.6666666666666667 | FALSE | FALSE |  | Unknown | heat pump with radiators or underfloor heating | electricity | heat pump with radiators or underfloor heating ¦ electricity | TRUE | 0.2428571428571428 | 0.23438 | 0.3474058068691231 | 0.1286945812807881 | 0.7143753923414939 | 0.3043707195873975 | 2 | 30 | SemiDetached_2F | 5.477225575051661 | 5.477225575051661 | 7.5386 | I | 4.8 | 16.431676725154983 | 78.87204828074391 | 8.265 | 8.265 | 0.1047899754115786 | 1.1807142857142858 | 0.8872107174413851 | 1.3308160761620778 | air_source_heat_pump_radiators_electric_good_none | [{'main_heat': 'air_source_heat_pump_radiators_electric', 'main_energy': 'good', 'secondary_heat': 'none'}] | Timber frame, as built, insulated (assumed) | Pitched, 270 mm loft insulation | Fully double glazed | timber_frame_as_built_bands_G_to_I | insulated_roof_270mm | dbl_glz_pre_2003
1234806526 | 122010002 | CULCREUCH NORTH LODGE | FINTRY | GLASGOW | G63 0LW | 56.06194439999999 | -4.2175 | 2021-11-03 | RdSAP, existing dwelling | 2021-11-09 | 410 | 113 | 8664 | 3636 | 35 | F | 71 | C | 44 | E | 74 | C | 69 | Description: Floor insulation (solid floor); Indicative Cost: ¬£4,000 - ¬£6,000; Typical Saving: 240; Energy Rating after improvement: D 56; Environmental Rating after improvement: D 60; Green Deal Eligible: Y ¦ Description: Flat roof insulation; Indicative Cost: ¬£850 - ¬£1,500; Typical Saving: 149; Energy Rating after improvement: F 38; Environmental Rating after improvement: E 46; Green Deal Eligible: Y ¦ Description: Cavity wall insulation; Indicative Cost: ¬£500 - ¬£1,500; Typical Saving: 143; Energy Rating after improvement: E 41; Environmental Rating after improvement: E 48; Green Deal Eligible: Y ¦ Description: Internal or external wall insulation; Indicative Cost: ¬£4,000 - ¬£14,000; Typical Saving: 416; Energy Rating after improvement: E 50; Environmental Rating after improvement: D 55; Green Deal Eligible: Y ¦ Description: Time and temperature zone control; Indicative Cost: ¬£350 - ¬£450; Typical Saving: 166; Energy Rating after improvement: D 60; Environmental Rating after improvement: D 64; Green Deal Eligible: Y ¦ Description: Solar water heating; Indicative Cost: ¬£4,000 - ¬£6,000; Typical Saving: 98; Energy Rating after improvement: D 62; Environmental Rating after improvement: D 66; Green Deal Eligible: Y ¦ Description: Solar photovoltaic panels, 2.5 kWp; Indicative Cost: ¬£3,500 - ¬£5,500; Typical Saving: 307; Energy Rating after improvement: C 71; Environmental Rating after improvement: C 74; Green Deal Eligible: Y ¦ | Cavity wall, as built, no insulation (assumed) ¦ Sandstone or limestone, as built, no insulation (assumed) | Poor ¦ Poor | Poor ¦ Poor | Flat, limited insulation (assumed) ¦ Pitched, 200 mm loft insulation | Very Poor ¦ Good | Very Poor ¦ Good | Solid, no insulation (assumed) | N/A | N/A | Description: Fully double glazed | Average | Average | Air source heat pump, radiators, electric | Poor | Good | Programmer and room thermostat | Average | Average | None | N/A | N/A | From main system | Poor | Good | Low energy lighting in all fixed outlets | Very Good | Very Good |  |  |  | 7.8 | 4.1 | 7419 | 4083 | 990 | 690 | 255 | 255 | Description: External insulation with cavity wall insulation ¦ | Description: Air source heat pump ¦ | 21784 | 2937 | 0 | 1234 | 3575 |  | before 1919 | 2.87 | S01006074 (Strathendrick) | 194 | 1 | 9 | 9 | 100 |  |  | 1 | 3 |  | 3 | Stirling |  | heat pump with radiators or underfloor heating | electricity | 2204 | natural | Single | 100 | double glazing, unknown install date | 0 | Array: Roof Area: 0%; Connection: not applicable (FGHRS or no PV); ¦ | FALSE | rented (private) | rental |  | 00RGMB | Forth and Endrick | 0 | Detached | Bungalow | S01013015 (Kippen and Fintry - 01) | 2021-11-09 11:24 | 6719-2029-5439-2647-8202 | CULCREUCH NORTH LODGE ¦ G63 0LW | [{'description': 'Floor insulation (solid floor)', 'cost_min': 4000, 'cost_max': 6000, 'typical_saving': 240, 'energy_rating': 'D 56', 'env_rating': 'D 60', 'green_deal': 'Y'}, {'description': 'Flat roof insulation', 'cost_min': 850, 'cost_max': 1500, 'typical_saving': 149, 'energy_rating': 'F 38', 'env_rating': 'E 46', 'green_deal': 'Y'}, {'description': 'Cavity wall insulation', 'cost_min': 500, 'cost_max': 1500, 'typical_saving': 143, 'energy_rating': 'E 41', 'env_rating': 'E 48', 'green_deal': 'Y'}, {'description': 'Internal or external wall insulation', 'cost_min': 4000, 'cost_max': 14000, 'typical_saving': 416, 'energy_rating': 'E 50', 'env_rating': 'D 55', 'green_deal': 'Y'}, {'description': 'Time and temperature zone control', 'cost_min': 350, 'cost_max': 450, 'typical_saving': 166, 'energy_rating': 'D 60', 'env_rating': 'D 64', 'green_deal': 'Y'}, {'description': 'Solar water heating', 'cost_min': 4000, 'cost_max': 6000, 'typical_saving': 98, 'energy_rating': 'D 62', 'env_rating': 'D 66', 'green_deal': 'Y'}, {'description': 'Solar photovoltaic panels, 2.5 kWp', 'cost_min': 3500, 'cost_max': 5500, 'typical_saving': 307, 'energy_rating': 'C 71', 'env_rating': 'C 74', 'green_deal': 'Y'}, {'description': None, 'cost_min': None, 'cost_max': None, 'typical_saving': None, 'energy_rating': None, 'env_rating': None, 'green_deal': None}] | [{'description': 'Cavity wall, as built, no insulation (assumed)', 'energy_rating': 'Poor', 'env_rating': 'Poor'}, {'description': 'Sandstone or limestone, as built, no insulation (assumed)', 'energy_rating': 'Poor', 'env_rating': 'Poor'}] | [{'description': 'Flat, limited insulation (assumed)', 'energy_rating': 'Very Poor', 'env_rating': 'Very Poor'}, {'description': 'Pitched, 200 mm loft insulation', 'energy_rating': 'Good', 'env_rating': 'Good'}] | [{'description': 'Solid, no insulation (assumed)', 'energy_rating': 'N/A', 'env_rating': 'N/A'}] | [{'description': 'Description: Fully double glazed', 'energy_rating': 'Average', 'env_rating': 'Average'}] | [{'description': 'Air source heat pump, radiators, electric', 'energy_rating': 'Poor', 'env_rating': 'Good'}] | [{'description': 'Programmer and room thermostat', 'energy_rating': 'Average', 'env_rating': 'Average'}] | [{'description': 'None', 'energy_rating': 'N/A', 'env_rating': 'N/A'}] | [{'description': 'From main system', 'energy_rating': 'Poor', 'env_rating': 'Good'}] | [{'description': 'Low energy lighting in all fixed outlets', 'energy_rating': 'Very Good', 'env_rating': 'Very Good'}] | [] | 36 | 30 | 216 | 0.52683 | 3.7 | 0.4743589743589744 | 1212 | TRUE | TRUE | TRUE | [{'description': 'Floor insulation (solid floor)', 'cost_min': 4000, 'cost_max': 6000, 'typical_saving': 240, 'energy_rating': 'D 56', 'env_rating': 'D 60', 'green_deal': 'Y'}, {'description': 'Flat roof insulation', 'cost_min': 850, 'cost_max': 1500, 'typical_saving': 149, 'energy_rating': 'F 38', 'env_rating': 'E 46', 'green_deal': 'Y'}, {'description': 'Cavity wall insulation', 'cost_min': 500, 'cost_max': 1500, 'typical_saving': 143, 'energy_rating': 'E 41', 'env_rating': 'E 48', 'green_deal': 'Y'}, {'description': 'Internal or external wall insulation', 'cost_min': 4000, 'cost_max': 14000, 'typical_saving': 416, 'energy_rating': 'E 50', 'env_rating': 'D 55', 'green_deal': 'Y'}, {'description': 'Time and temperature zone control', 'cost_min': 350, 'cost_max': 450, 'typical_saving': 166, 'energy_rating': 'D 60', 'env_rating': 'D 64', 'green_deal': 'Y'}, {'description': 'Solar water heating', 'cost_min': 4000, 'cost_max': 6000, 'typical_saving': 98, 'energy_rating': 'D 62', 'env_rating': 'D 66', 'green_deal': 'Y'}, {'description': 'Solar photovoltaic panels, 2.5 kWp', 'cost_min': 3500, 'cost_max': 5500, 'typical_saving': 307, 'energy_rating': 'C 71', 'env_rating': 'C 74', 'green_deal': 'Y'}, {'description': None, 'cost_min': None, 'cost_max': None, 'typical_saving': None, 'energy_rating': None, 'env_rating': None, 'green_deal': None}] | 17200 | 34950 | 26075 | 42.17641418983701 | 1212 | -4958.0724 | 0.035926 | [{'description': 'Floor insulation (solid floor)', 'cost_min': 4000, 'cost_max': 6000, 'typical_saving': 240, 'energy_rating': 'D 56', 'env_rating': 'D 60', 'green_deal': 'Y'}, {'description': 'Flat roof insulation', 'cost_min': 850, 'cost_max': 1500, 'typical_saving': 149, 'energy_rating': 'F 38', 'env_rating': 'E 46', 'green_deal': 'Y'}, {'description': 'Cavity wall insulation', 'cost_min': 500, 'cost_max': 1500, 'typical_saving': 143, 'energy_rating': 'E 41', 'env_rating': 'E 48', 'green_deal': 'Y'}, {'description': 'Internal or external wall insulation', 'cost_min': 4000, 'cost_max': 14000, 'typical_saving': 416, 'energy_rating': 'E 50', 'env_rating': 'D 55', 'green_deal': 'Y'}, {'description': 'Time and temperature zone control', 'cost_min': 350, 'cost_max': 450, 'typical_saving': 166, 'energy_rating': 'D 60', 'env_rating': 'D 64', 'green_deal': 'Y'}, {'description': 'Solar water heating', 'cost_min': 4000, 'cost_max': 6000, 'typical_saving': 98, 'energy_rating': 'D 62', 'env_rating': 'D 66', 'green_deal': 'Y'}, {'description': 'Solar photovoltaic panels, 2.5 kWp', 'cost_min': 3500, 'cost_max': 5500, 'typical_saving': 307, 'energy_rating': 'C 71', 'env_rating': 'C 74', 'green_deal': 'Y'}] | [{'description': 'Floor insulation (solid floor)', 'capex_mid': np.float64(5000.0), 'lifetime': np.int64(50), 'annual_cashflow': 240, 'npv': np.float64(-618.5778894674318), 'irr': 0.04180747480480651}, {'description': 'Flat roof insulation', 'capex_mid': np.float64(1175.0), 'lifetime': np.int64(50), 'annual_cashflow': 149, 'npv': np.float64(1545.1328936223033), 'irr': 0.12647967383697822}, {'description': 'Cavity wall insulation', 'capex_mid': np.float64(1000.0), 'lifetime': np.int64(50), 'annual_cashflow': 143, 'npv': np.float64(1610.5973408589894), 'irr': 0.14281950975111402}, {'description': 'Internal or external wall insulation', 'capex_mid': np.float64(9000.0), 'lifetime': np.int64(50), 'annual_cashflow': 416, 'npv': np.float64(-1405.5350084102129), 'irr': 0.03958804672126326}, {'description': 'Time and temperature zone control', 'capex_mid': np.float64(400.0), 'lifetime': np.int64(15), 'annual_cashflow': 166, 'npv': np.float64(1323.023234337978), 'irr': 0.41266955249768755}, {'description': 'Solar water heating', 'capex_mid': np.float64(5000.0), 'lifetime': np.int64(30), 'annual_cashflow': 98, 'npv': np.float64(-3493.4997993654833), 'irr': -0.03132859760640916}, {'description': 'Solar photovoltaic panels, 2.5 kWp', 'capex_mid': np.float64(4500.0), 'lifetime': np.int64(30), 'annual_cashflow': 307, 'npv': np.float64(219.34246525302717), 'irr': 0.05423117513471287}] | 21.514026402640265 | 120.7175925925926 | 7047297.297297297 | TRUE | FALSE | 1 | 2.6548672566371683 | 0.0088496 | 0.8849557522123894 | FALSE | FALSE |  | Unknown | heat pump with radiators or underfloor heating | electricity | heat pump with radiators or underfloor heating ¦ electricity | TRUE | 0.5142857142857142 | 0.46875 | 0.3844934613081215 | 0.1831577266922094 | 0.6985188578408916 | 0.4656115480964916 | 2 | 56.5 | Detached_2F | 9.205976319760984 | 6.137317546507322 | 7.868658773253661 | A | 5.74 | 30.686587732536612 | 176.14101358476017 | 20.661 | 20.661 | 0.1173 | 2.951571428571429 | 1.4027523964386182 | 2.104128594657927 | air_source_heat_pump_radiators_electric_poor_none | [{'main_heat': 'air_source_heat_pump_radiators_electric', 'main_energy': 'poor', 'secondary_heat': 'none'}] | Cavity wall, as built, no insulation (assumed) | Flat, limited insulation (assumed) | Fully double glazed | cavity_as_built_bands_A_to_E | insulated_roof_12mm | dbl_glz_pre_2003
1001951889 | 122049447 | 1 CROFTINSTILLY | FINTRY | GLASGOW | G63 0XG | 56.05282399999999 | -4.2206 | 2021-10-01 | RdSAP, existing dwelling | 2021-10-04 | 371 | 216 | 9504 | 5856 | 27 | F | 87 | B | 24 | F | 79 | C | 98 | Description: Low energy lighting for all fixed outlets; Indicative Cost: ¬£80; Typical Saving: 82; Energy Rating after improvement: D 59; Environmental Rating after improvement: E 50; Green Deal Eligible: N ¦ Description: Internal or external wall insulation; Indicative Cost: ¬£4,000 - ¬£14,000; Typical Saving: 1041; Energy Rating after improvement: E 51; Environmental Rating after improvement: E 43; Green Deal Eligible: Y ¦ Description: Floor insulation (suspended floor); Indicative Cost: ¬£800 - ¬£1,200; Typical Saving: 256; Energy Rating after improvement: D 58; Environmental Rating after improvement: E 49; Green Deal Eligible: Y ¦ Description: Replace boiler with new condensing boiler; Indicative Cost: ¬£2,200 - ¬£3,000; Typical Saving: 319; Energy Rating after improvement: D 67; Environmental Rating after improvement: D 59; Green Deal Eligible: Y ¦ Description: Solar water heating; Indicative Cost: ¬£4,000 - ¬£6,000; Typical Saving: 40; Energy Rating after improvement: D 68; Environmental Rating after improvement: D 61; Green Deal Eligible: Y ¦ Description: Replace single glazed windows with low-E double glazed windows; Indicative Cost: ¬£3,300 - ¬£6,500; Typical Saving: 136; Energy Rating after improvement: C 71; Environmental Rating after improvement: D 65; Green Deal Eligible: Y ¦ Description: Wind turbine; Indicative Cost: ¬£15,000 - ¬£25,000; Typical Saving: 684; Energy Rating after improvement: B 87; Environmental Rating after improvement: C 79; Green Deal Eligible: Y ¦ Description: Increase loft insulation to 270¬†mm; Indicative Cost: ¬£100 - ¬£350; Typical Saving: 78; Energy Rating after improvement: F 28; Environmental Rating after improvement: F 25; Green Deal Eligible: Y ¦ Description: Solar photovoltaic panels, 2.5 kWp; Indicative Cost: ¬£3,500 - ¬£5,500; Typical Saving: 307; Energy Rating after improvement: C 77; Environmental Rating after improvement: C 70; Green Deal Eligible: Y ¦ | Sandstone or limestone, as built, no insulation (assumed) | Very Poor | Very Poor | Pitched, 100 mm loft insulation | Average | Average | Suspended, no insulation (assumed) | N/A | N/A | Description: Some double glazing | Very Poor | Very Poor | Boiler and radiators, oil | Average | Average | Programmer, TRVs and bypass | Average | Average | None | N/A | N/A | From main system, no cylinder thermostat | Poor | Poor | Low energy lighting in 20% of fixed outlets | Poor | Poor |  |  |  | 21 | 15.8 | 8232 | 3033 | 624 | 249 | 648 | 366 |  |  | 47915 | 3515 | 1397 | 0 | 18555 |  | before 1919 | 2.4 | S01006074 (Strathendrick) | 65 | 0 | 20 | 4 | 20 |  |  | 1 | 8 |  | 8 | Stirling |  | boiler with radiators or underfloor heating | oil | 2107 | natural | Single | 20 | double glazing installed before 2002 | 2 | Array: Roof Area: 0%; Connection: not applicable (FGHRS or no PV); ¦ | FALSE | owner-occupied | marketed sale |  | 00RGMB | Forth and Endrick | 0 | Detached | House | S01013015 (Kippen and Fintry - 01) | 2021-10-04 12:04 | 9180-2919-8100-2509-2905 | 1 CROFTINSTILLY ¦ G63 0XG | [{'description': 'Low energy lighting for all fixed outlets', 'cost_min': None, 'cost_max': None, 'typical_saving': 82, 'energy_rating': 'D 59', 'env_rating': 'E 50', 'green_deal': 'N'}, {'description': 'Internal or external wall insulation', 'cost_min': 4000, 'cost_max': 14000, 'typical_saving': 1041, 'energy_rating': 'E 51', 'env_rating': 'E 43', 'green_deal': 'Y'}, {'description': 'Floor insulation (suspended floor)', 'cost_min': 800, 'cost_max': 1200, 'typical_saving': 256, 'energy_rating': 'D 58', 'env_rating': 'E 49', 'green_deal': 'Y'}, {'description': 'Replace boiler with new condensing boiler', 'cost_min': 2200, 'cost_max': 3000, 'typical_saving': 319, 'energy_rating': 'D 67', 'env_rating': 'D 59', 'green_deal': 'Y'}, {'description': 'Solar water heating', 'cost_min': 4000, 'cost_max': 6000, 'typical_saving': 40, 'energy_rating': 'D 68', 'env_rating': 'D 61', 'green_deal': 'Y'}, {'description': 'Replace single glazed windows with low-E double glazed windows', 'cost_min': 3300, 'cost_max': 6500, 'typical_saving': 136, 'energy_rating': 'C 71', 'env_rating': 'D 65', 'green_deal': 'Y'}, {'description': 'Wind turbine', 'cost_min': 15000, 'cost_max': 25000, 'typical_saving': 684, 'energy_rating': 'B 87', 'env_rating': 'C 79', 'green_deal': 'Y'}, {'description': 'Increase loft insulation to 270\xa0mm', 'cost_min': 100, 'cost_max': 350, 'typical_saving': 78, 'energy_rating': 'F 28', 'env_rating': 'F 25', 'green_deal': 'Y'}, {'description': 'Solar photovoltaic panels, 2.5 kWp', 'cost_min': 3500, 'cost_max': 5500, 'typical_saving': 307, 'energy_rating': 'C 77', 'env_rating': 'C 70', 'green_deal': 'Y'}, {'description': None, 'cost_min': None, 'cost_max': None, 'typical_saving': None, 'energy_rating': None, 'env_rating': None, 'green_deal': None}] | [{'description': 'Sandstone or limestone, as built, no insulation (assumed)', 'energy_rating': 'Very Poor', 'env_rating': 'Very Poor'}] | [{'description': 'Pitched, 100 mm loft insulation', 'energy_rating': 'Average', 'env_rating': 'Average'}] | [{'description': 'Suspended, no insulation (assumed)', 'energy_rating': 'N/A', 'env_rating': 'N/A'}] | [{'description': 'Description: Some double glazing', 'energy_rating': 'Very Poor', 'env_rating': 'Very Poor'}] | [{'description': 'Boiler and radiators, oil', 'energy_rating': 'Average', 'env_rating': 'Average'}] | [{'description': 'Programmer, TRVs and bypass', 'energy_rating': 'Average', 'env_rating': 'Average'}] | [{'description': 'None', 'energy_rating': 'N/A', 'env_rating': 'N/A'}] | [{'description': 'From main system, no cylinder thermostat', 'energy_rating': 'Poor', 'env_rating': 'Poor'}] | [{'description': 'Low energy lighting in 20% of fixed outlets', 'energy_rating': 'Poor', 'env_rating': 'Poor'}] | [] | 60 | 55 | 306 | 0.8247978436657682 | 5.199999999999999 | 0.2476190476190475 | 1952 | TRUE | TRUE | TRUE | [{'description': 'Low energy lighting for all fixed outlets', 'cost_min': None, 'cost_max': None, 'typical_saving': 82, 'energy_rating': 'D 59', 'env_rating': 'E 50', 'green_deal': 'N'}, {'description': 'Internal or external wall insulation', 'cost_min': 4000, 'cost_max': 14000, 'typical_saving': 1041, 'energy_rating': 'E 51', 'env_rating': 'E 43', 'green_deal': 'Y'}, {'description': 'Floor insulation (suspended floor)', 'cost_min': 800, 'cost_max': 1200, 'typical_saving': 256, 'energy_rating': 'D 58', 'env_rating': 'E 49', 'green_deal': 'Y'}, {'description': 'Replace boiler with new condensing boiler', 'cost_min': 2200, 'cost_max': 3000, 'typical_saving': 319, 'energy_rating': 'D 67', 'env_rating': 'D 59', 'green_deal': 'Y'}, {'description': 'Solar water heating', 'cost_min': 4000, 'cost_max': 6000, 'typical_saving': 40, 'energy_rating': 'D 68', 'env_rating': 'D 61', 'green_deal': 'Y'}, {'description': 'Replace single glazed windows with low-E double glazed windows', 'cost_min': 3300, 'cost_max': 6500, 'typical_saving': 136, 'energy_rating': 'C 71', 'env_rating': 'D 65', 'green_deal': 'Y'}, {'description': 'Wind turbine', 'cost_min': 15000, 'cost_max': 25000, 'typical_saving': 684, 'energy_rating': 'B 87', 'env_rating': 'C 79', 'green_deal': 'Y'}, {'description': 'Increase loft insulation to 270\xa0mm', 'cost_min': 100, 'cost_max': 350, 'typical_saving': 78, 'energy_rating': 'F 28', 'env_rating': 'F 25', 'green_deal': 'Y'}, {'description': 'Solar photovoltaic panels, 2.5 kWp', 'cost_min': 3500, 'cost_max': 5500, 'typical_saving': 307, 'energy_rating': 'C 77', 'env_rating': 'C 70', 'green_deal': 'Y'}, {'description': None, 'cost_min': None, 'cost_max': None, 'typical_saving': None, 'energy_rating': None, 'env_rating': None, 'green_deal': None}] | 32900 | 61550 | 47225 | 33.01489361702128 | 1952 | -15988.024 | 0.019432 | [{'description': 'Low energy lighting for all fixed outlets', 'cost_min': None, 'cost_max': None, 'typical_saving': 82, 'energy_rating': 'D 59', 'env_rating': 'E 50', 'green_deal': 'N'}, {'description': 'Internal or external wall insulation', 'cost_min': 4000, 'cost_max': 14000, 'typical_saving': 1041, 'energy_rating': 'E 51', 'env_rating': 'E 43', 'green_deal': 'Y'}, {'description': 'Floor insulation (suspended floor)', 'cost_min': 800, 'cost_max': 1200, 'typical_saving': 256, 'energy_rating': 'D 58', 'env_rating': 'E 49', 'green_deal': 'Y'}, {'description': 'Replace boiler with new condensing boiler', 'cost_min': 2200, 'cost_max': 3000, 'typical_saving': 319, 'energy_rating': 'D 67', 'env_rating': 'D 59', 'green_deal': 'Y'}, {'description': 'Solar water heating', 'cost_min': 4000, 'cost_max': 6000, 'typical_saving': 40, 'energy_rating': 'D 68', 'env_rating': 'D 61', 'green_deal': 'Y'}, {'description': 'Replace single glazed windows with low-E double glazed windows', 'cost_min': 3300, 'cost_max': 6500, 'typical_saving': 136, 'energy_rating': 'C 71', 'env_rating': 'D 65', 'green_deal': 'Y'}, {'description': 'Wind turbine', 'cost_min': 15000, 'cost_max': 25000, 'typical_saving': 684, 'energy_rating': 'B 87', 'env_rating': 'C 79', 'green_deal': 'Y'}, {'description': 'Increase loft insulation to 270\xa0mm', 'cost_min': 100, 'cost_max': 350, 'typical_saving': 78, 'energy_rating': 'F 28', 'env_rating': 'F 25', 'green_deal': 'Y'}, {'description': 'Solar photovoltaic panels, 2.5 kWp', 'cost_min': 3500, 'cost_max': 5500, 'typical_saving': 307, 'energy_rating': 'C 77', 'env_rating': 'C 70', 'green_deal': 'Y'}] | [{'description': 'Low energy lighting for all fixed outlets', 'capex_mid': nan, 'lifetime': np.int64(20), 'annual_cashflow': 82, 'npv': nan, 'irr': nan}, {'description': 'Internal or external wall insulation', 'capex_mid': np.float64(9000.0), 'lifetime': np.int64(50), 'annual_cashflow': 1041, 'npv': np.float64(10004.41840443502), 'irr': 0.11516989550918355}, {'description': 'Floor insulation (suspended floor)', 'capex_mid': np.float64(1000.0), 'lifetime': np.int64(50), 'annual_cashflow': 256, 'npv': np.float64(3673.516917901408), 'irr': 0.2559971238752461}, {'description': 'Replace boiler with new condensing boiler', 'capex_mid': np.float64(2600.0), 'lifetime': np.int64(17), 'annual_cashflow': 319, 'npv': np.float64(996.4271330427284), 'irr': 0.09743590146326997}, {'description': 'Solar water heating', 'capex_mid': np.float64(5000.0), 'lifetime': np.int64(30), 'annual_cashflow': 40, 'npv': np.float64(-4385.101958924687), 'irr': -0.075027116820922}, {'description': 'Replace single glazed windows with low-E double glazed windows', 'capex_mid': np.float64(4900.0), 'lifetime': np.int64(25), 'annual_cashflow': 136, 'npv': np.float64(-2983.223539017915), 'irr': -0.026339465865927836}, {'description': 'Wind turbine', 'capex_mid': np.float64(20000.0), 'lifetime': np.int64(30), 'annual_cashflow': 684, 'npv': np.float64(-9485.243497612144), 'irr': 0.0016640472754216873}, {'description': 'Increase loft insulation to 270\xa0mm', 'capex_mid': np.float64(225.0), 'lifetime': 15, 'annual_cashflow': 78, 'npv': np.float64(584.613326978086), 'irr': 0.3424857974082769}, {'description': 'Solar photovoltaic panels, 2.5 kWp', 'capex_mid': np.float64(4500.0), 'lifetime': np.int64(30), 'annual_cashflow': 307, 'npv': np.float64(219.34246525302717), 'irr': 0.05423117513471287}] | 24.19313524590164 | 154.33006535947712 | 9081730.769230772 | TRUE | FALSE | 1 | 3.7037037037037033 | 0.0046296 | 0.4629629629629629 | FALSE | FALSE |  | Unknown | boiler with radiators or underfloor heating | oil | boiler with radiators or underfloor heating ¦ oil | TRUE | 0.8571428571428571 | 0.85938 | 0.2378436318871188 | 0.2341559612350687 | 0.7077140373750542 | 0.6800202201230875 | 2 | 108 | Detached_2F | 12.727922061357855 | 8.4853 | 9.0426 | A | 4.8 | 42.42640687071571 | 203.6467529794354 | 33.227000000000004 | 33.227000000000004 | 0.1631599792968725 | 4.746714285714286 | 1.7788974648574298 | 2.668346197286145 | boiler_radiators_oil_average_none | [{'main_heat': 'boiler_radiators_oil', 'main_energy': 'average', 'secondary_heat': 'none'}] | Sandstone or limestone, as built, no insulation (assumed) | Pitched, 100 mm loft insulation | Some double glazing | sandstone_limestone_as_built_band_A | insulated_roof_100mm | NIM
1001627558 | 122062802 | DALZIEL LODGE 10 BALGAIR CASTLE PARK | FINTRY | GLASGOW | G63 0LP | 56.0692 | -4.2445 | 2021-07-30 | RdSAP, existing dwelling | 2021-07-31 | 224 | 65 | 2103 | 72 | 69 | C | 70 | C | 90 | B | 91 | B | 15 | Description: Low energy lighting for all fixed outlets; Indicative Cost: ¬£25; Typical Saving: 24; Energy Rating after improvement: C 70; Environmental Rating after improvement: B 91; Green Deal Eligible: N ¦ | Park home wall, with external insulation | Good | Good | Pitched, insulated (assumed) | Good | Good | Suspended, insulated (assumed) | N/A | N/A | Description: Fully double glazed | Average | Average | Community scheme | Good | Very Good | Charging system linked to use of community heating, programmer and TRVs | Good | Good | Room heaters, electric | N/A | N/A | Community scheme | Good | Very Good | Low energy lighting in 50% of fixed outlets | Good | Good |  |  |  | 1 | 0.1 | 1542 | 1554 | 309 | 309 | 252 | 168 |  | Description: Biomass community heating ¦ | 6535 | 2055 | 428 | 0 | 0 |  | 2008 onwards | 2.26 | S01006074 (Strathendrick) | 219 | 0 | 10 | 5 | 50 |  |  | 4 | 4 |  | 4 | Stirling |  | community heating system | biomass | 2306 | natural | Single | 0 | not defined | 0 | Array: Roof Area: 0%; Connection: not applicable (FGHRS or no PV); ¦ | FALSE | owner-occupied | none of the above |  | 00RGMB | Forth and Endrick | 0 | Detached | Park home | S01013015 (Kippen and Fintry - 01) | 2021-07-31 12:33 | 7308-1016-5203-5279-2200 | DALZIEL LODGE 10 BALGAIR CASTLE PARK ¦ G63 0LP | [{'description': 'Low energy lighting for all fixed outlets', 'cost_min': None, 'cost_max': None, 'typical_saving': 24, 'energy_rating': 'C 70', 'env_rating': 'B 91', 'green_deal': 'N'}, {'description': None, 'cost_min': None, 'cost_max': None, 'typical_saving': None, 'energy_rating': None, 'env_rating': None, 'green_deal': None}] | [{'description': 'Park home wall, with external insulation', 'energy_rating': 'Good', 'env_rating': 'Good'}] | [{'description': 'Pitched, insulated (assumed)', 'energy_rating': 'Good', 'env_rating': 'Good'}] | [{'description': 'Suspended, insulated (assumed)', 'energy_rating': 'N/A', 'env_rating': 'N/A'}] | [{'description': 'Description: Fully double glazed', 'energy_rating': 'Average', 'env_rating': 'Average'}] | [{'description': 'Community scheme', 'energy_rating': 'Good', 'env_rating': 'Very Good'}] | [{'description': 'Charging system linked to use of community heating, programmer and TRVs', 'energy_rating': 'Good', 'env_rating': 'Good'}] | [{'description': 'Room heaters, electric', 'energy_rating': 'N/A', 'env_rating': 'N/A'}] | [{'description': 'Community scheme', 'energy_rating': 'Good', 'env_rating': 'Very Good'}] | [{'description': 'Low energy lighting in 50% of fixed outlets', 'energy_rating': 'Good', 'env_rating': 'Good'}] | [] | 1 | 1 | 5 | 0.022321 | 0.9 | 0.9 | 24 | TRUE | TRUE | TRUE | [{'description': 'Low energy lighting for all fixed outlets', 'cost_min': None, 'cost_max': None, 'typical_saving': 24, 'energy_rating': 'C 70', 'env_rating': 'B 91', 'green_deal': 'N'}, {'description': None, 'cost_min': None, 'cost_max': None, 'typical_saving': None, 'energy_rating': None, 'env_rating': None, 'green_deal': None}] |  |  |  | 20 | 24 | 0 |  | [{'description': 'Low energy lighting for all fixed outlets', 'cost_min': None, 'cost_max': None, 'typical_saving': 24, 'energy_rating': 'C 70', 'env_rating': 'B 91', 'green_deal': 'N'}] | [{'description': 'Low energy lighting for all fixed outlets', 'capex_mid': nan, 'lifetime': np.int64(20), 'annual_cashflow': 24, 'npv': nan, 'irr': nan}] |  | 0 | 0 | FALSE | FALSE | 1 | 6.153846153846154 | 0.061538 | 6.153846153846154 | FALSE | FALSE |  | Unknown | community heating system | biomass | community heating system ¦ biomass | TRUE | 0.014286 | 0.015625 | 0.45041 | 0 | 0.6666666666666665 | 0.1540146154418376 | 2 | 32.5 | Detached_2F | 6.982120021884471 | 4.654746681256314 | 7.127373340628157 | K | 4.52 | 23.273733406281572 | 105.1972749963927 | 8.924499999999998 | 13.386749999999996 | 0.1272537715493014 | 1.9123928571428568 | 1.129127349517569 | 1.693691024276354 | community_scheme_good_room_heaters_electric | [{'main_heat': 'community_scheme', 'main_energy': 'good', 'secondary_heat': 'room_heaters_electric'}] | Park home wall, with external insulation | Pitched, insulated (assumed) | Fully double glazed | park_home_external_insulation_band_K | insulated_roof_270mm | dbl_glz_post_2003
1235812262 |  | Blairgar | 17 Balgair Castle Park | Fintry | G63 0LP | 56.0694 | -4.2441 | 2021-07-12 | RdSAP, existing dwelling | 2021-07-13 | 290 | 60 | 2247 | 381 | 64 | D | 70 | C | 91 | B | 93 | A | 13 | Description: Floor insulation (suspended floor); Indicative Cost: ¬£800 - ¬£1,200; Typical Saving: 24; Energy Rating after improvement: C 69; Environmental Rating after improvement: A 92; Green Deal Eligible: Y ¦ Description: Low energy lighting for all fixed outlets; Indicative Cost: ¬£25; Typical Saving: 29; Energy Rating after improvement: C 70; Environmental Rating after improvement: A 93; Green Deal Eligible: N ¦ Description: Internal or external wall insulation; Indicative Cost: ¬£4,000 - ¬£14,000; Typical Saving: 74; Energy Rating after improvement: D 68; Environmental Rating after improvement: A 92; Green Deal Eligible: Y ¦ | Park home wall, as built | Average | Average | Pitched, insulated (assumed) | Average | Average | Suspended, insulated (assumed) | N/A | N/A | Description: Fully double glazed | Average | Average | Community scheme | Good | Very Good | Flat rate charging, programmer and room thermostat | Poor | Poor | None | N/A | N/A | Community scheme | Good | Very Good | Low energy lighting in 38% of fixed outlets | Average | Average |  |  |  | 0.8 | 0.2 | 1677 | 1395 | 315 | 315 | 255 | 156 |  | Description: Biomass community heating ¦ | 8823 | 2002 | 588 | 0 | 1435 |  | 1999-2002 | 2.29 | S01006074 (Strathendrick) | 237 | 0 | 8 | 3 | 38 |  |  | 4 | 4 |  | 4 | Stirling |  | community heating system | biomass | 2304 | natural | Single | 0 | not defined | 0 | Array: Roof Area: 0%; Connection: not applicable (FGHRS or no PV); ¦ | FALSE | owner-occupied | none of the above |  | 00RGMB | Forth and Endrick | 0 | Detached | Park home | S01013015 (Kippen and Fintry - 01) | 2021-07-13 21:07 | 9322-1058-6233-2829-1220 | BLAIRGAR ¦ G63 0LP | [{'description': 'Floor insulation (suspended floor)', 'cost_min': 800, 'cost_max': 1200, 'typical_saving': 24, 'energy_rating': 'C 69', 'env_rating': 'A 92', 'green_deal': 'Y'}, {'description': 'Low energy lighting for all fixed outlets', 'cost_min': None, 'cost_max': None, 'typical_saving': 29, 'energy_rating': 'C 70', 'env_rating': 'A 93', 'green_deal': 'N'}, {'description': 'Internal or external wall insulation', 'cost_min': 4000, 'cost_max': 14000, 'typical_saving': 74, 'energy_rating': 'D 68', 'env_rating': 'A 92', 'green_deal': 'Y'}, {'description': None, 'cost_min': None, 'cost_max': None, 'typical_saving': None, 'energy_rating': None, 'env_rating': None, 'green_deal': None}] | [{'description': 'Park home wall, as built', 'energy_rating': 'Average', 'env_rating': 'Average'}] | [{'description': 'Pitched, insulated (assumed)', 'energy_rating': 'Average', 'env_rating': 'Average'}] | [{'description': 'Suspended, insulated (assumed)', 'energy_rating': 'N/A', 'env_rating': 'N/A'}] | [{'description': 'Description: Fully double glazed', 'energy_rating': 'Average', 'env_rating': 'Average'}] | [{'description': 'Community scheme', 'energy_rating': 'Good', 'env_rating': 'Very Good'}] | [{'description': 'Flat rate charging, programmer and room thermostat', 'energy_rating': 'Poor', 'env_rating': 'Poor'}] | [{'description': 'None', 'energy_rating': 'N/A', 'env_rating': 'N/A'}] | [{'description': 'Community scheme', 'energy_rating': 'Good', 'env_rating': 'Very Good'}] | [{'description': 'Low energy lighting in 38% of fixed outlets', 'energy_rating': 'Average', 'env_rating': 'Average'}] | [] | 6 | 2 | 53 | 0.1827586206896551 | 0.6000000000000001 | 0.7500000000000001 | 127 | TRUE | TRUE | TRUE | [{'description': 'Floor insulation (suspended floor)', 'cost_min': 800, 'cost_max': 1200, 'typical_saving': 24, 'energy_rating': 'C 69', 'env_rating': 'A 92', 'green_deal': 'Y'}, {'description': 'Low energy lighting for all fixed outlets', 'cost_min': None, 'cost_max': None, 'typical_saving': 29, 'energy_rating': 'C 70', 'env_rating': 'A 93', 'green_deal': 'N'}, {'description': 'Internal or external wall insulation', 'cost_min': 4000, 'cost_max': 14000, 'typical_saving': 74, 'energy_rating': 'D 68', 'env_rating': 'A 92', 'green_deal': 'Y'}, {'description': None, 'cost_min': None, 'cost_max': None, 'typical_saving': None, 'energy_rating': None, 'env_rating': None, 'green_deal': None}] | 4800 | 15200 | 10000 | 50 | 127 | -7681.4975 | -0.016541 | [{'description': 'Floor insulation (suspended floor)', 'cost_min': 800, 'cost_max': 1200, 'typical_saving': 24, 'energy_rating': 'C 69', 'env_rating': 'A 92', 'green_deal': 'Y'}, {'description': 'Low energy lighting for all fixed outlets', 'cost_min': None, 'cost_max': None, 'typical_saving': 29, 'energy_rating': 'C 70', 'env_rating': 'A 93', 'green_deal': 'N'}, {'description': 'Internal or external wall insulation', 'cost_min': 4000, 'cost_max': 14000, 'typical_saving': 74, 'energy_rating': 'D 68', 'env_rating': 'A 92', 'green_deal': 'Y'}] | [{'description': 'Floor insulation (suspended floor)', 'capex_mid': np.float64(1000.0), 'lifetime': np.int64(50), 'annual_cashflow': 24, 'npv': np.float64(-561.857788946743), 'irr': 0.007398734808885976}, {'description': 'Low energy lighting for all fixed outlets', 'capex_mid': nan, 'lifetime': np.int64(20), 'annual_cashflow': 29, 'npv': nan, 'irr': nan}, {'description': 'Internal or external wall insulation', 'capex_mid': np.float64(9000.0), 'lifetime': np.int64(50), 'annual_cashflow': 74, 'npv': np.float64(-7649.061515919125), 'irr': -0.030532334371334735}] | 78.74015748031496 | 188.67924528301887 | 16666666.666666666 | TRUE | FALSE | 1 | 6.666666666666667 | 0.066667 | 6.666666666666667 | FALSE | FALSE |  | Unknown | community heating system | biomass | community heating system ¦ biomass | TRUE | 0.085714 | 0.03125 | 0.3482838897629704 | 0.2862719583604424 | 0.7419962335216571 | 0.2241579034728976 | 2 | 30 | Detached_2F | 6.708203932499369 | 4.4721 | 7.0361 | I | 4.58 | 22.360679774998736 | 102.4119133694942 | 8.265 | 12.3975 | 0.1210552521880026 | 1.7710714285714286 | 1.086606776029989 | 1.6299101640449831 | community_scheme_good_none | [{'main_heat': 'community_scheme', 'main_energy': 'good', 'secondary_heat': 'none'}] | Park home wall, as built | Pitched, insulated (assumed) | Fully double glazed | park_home_as_built_band_I | insulated_roof_150mm | dbl_glz_pre_2003
1001627567 | 122009818 | OVERGLINNS WEST | FINTRY | GLASGOW | G63 0LP | 56.0693 | -4.2387 | 2021-06-28 | RdSAP, existing dwelling | 2021-06-29 | 92 | 191 | 6810 | 756 | 88 | B | 104 | A | 89 | B | 103 | A | 16 | Description: Solar water heating; Indicative Cost: ¬£4,000 - ¬£6,000; Typical Saving: 151; Energy Rating after improvement: A 92; Environmental Rating after improvement: A 93; Green Deal Eligible: Y ¦ Description: Wind turbine; Indicative Cost: ¬£15,000 - ¬£25,000; Typical Saving: 669; Energy Rating after improvement: A 104; Environmental Rating after improvement: A 103; Green Deal Eligible: Y ¦ Description: Floor insulation (suspended floor); Indicative Cost: ¬£800 - ¬£1,200; Typical Saving: 102; Energy Rating after improvement: B 89; Environmental Rating after improvement: B 90; Green Deal Eligible: Y ¦ | Timber frame, as built, insulated (assumed) | Good | Good | Roof room(s), insulated (assumed) | Good | Good | Suspended, limited insulation (assumed) | N/A | N/A | Description: Fully double glazed | Average | Average | Air source heat pump, radiators, electric | Good | Very Good | Programmer, TRVs and bypass | Average | Average | None | N/A | N/A | From main system | Very Poor | Poor | Low energy lighting in all fixed outlets | Very Good | Very Good |  |  |  | 3 | 2.6 | 5070 | 4770 | 1419 | 963 | 321 | 321 |  | Description: Air source heat pump ¦ Description: Solar photovoltaics ¦ | 27250 | 2903 | 0 | 0 | 0 |  | 1992-1998 | 2.27 | S01006074 (Strathendrick) | 13 | 0 | 21 | 21 | 100 |  |  | 1 | 7 |  | 7 | Stirling |  | heat pump with radiators or underfloor heating | electricity | 2206 | natural | Single | 100 | double glazing, unknown install date | 0 | Array: Peak Power: 8; Orientation: South; Pitch: 45 degrees; Overshading: none or very little; Connection: connected to dwelling‚Äôs electricity meter; ¦ | FALSE | owner-occupied | none of the above |  | 00RGMB | Forth and Endrick | 0 | Detached | House | S01013015 (Kippen and Fintry - 01) | 2021-06-29 01:02 |  | OVERGLINNS WEST ¦ G63 0LP | [{'description': 'Solar water heating', 'cost_min': 4000, 'cost_max': 6000, 'typical_saving': 151, 'energy_rating': 'A 92', 'env_rating': 'A 93', 'green_deal': 'Y'}, {'description': 'Wind turbine', 'cost_min': 15000, 'cost_max': 25000, 'typical_saving': 669, 'energy_rating': 'A 104', 'env_rating': 'A 103', 'green_deal': 'Y'}, {'description': 'Floor insulation (suspended floor)', 'cost_min': 800, 'cost_max': 1200, 'typical_saving': 102, 'energy_rating': 'B 89', 'env_rating': 'B 90', 'green_deal': 'Y'}, {'description': None, 'cost_min': None, 'cost_max': None, 'typical_saving': None, 'energy_rating': None, 'env_rating': None, 'green_deal': None}] | [{'description': 'Timber frame, as built, insulated (assumed)', 'energy_rating': 'Good', 'env_rating': 'Good'}] | [{'description': 'Roof room(s), insulated (assumed)', 'energy_rating': 'Good', 'env_rating': 'Good'}] | [{'description': 'Suspended, limited insulation (assumed)', 'energy_rating': 'N/A', 'env_rating': 'N/A'}] | [{'description': 'Description: Fully double glazed', 'energy_rating': 'Average', 'env_rating': 'Average'}] | [{'description': 'Air source heat pump, radiators, electric', 'energy_rating': 'Good', 'env_rating': 'Very Good'}] | [{'description': 'Programmer, TRVs and bypass', 'energy_rating': 'Average', 'env_rating': 'Average'}] | [{'description': 'None', 'energy_rating': 'N/A', 'env_rating': 'N/A'}] | [{'description': 'From main system', 'energy_rating': 'Very Poor', 'env_rating': 'Poor'}] | [{'description': 'Low energy lighting in all fixed outlets', 'energy_rating': 'Very Good', 'env_rating': 'Very Good'}] | [] | 16 | 14 | 79 | 0.8586956521739131 | 0.3999999999999999 | 0.1333333333333333 | 252 | TRUE | TRUE | TRUE | [{'description': 'Solar water heating', 'cost_min': 4000, 'cost_max': 6000, 'typical_saving': 151, 'energy_rating': 'A 92', 'env_rating': 'A 93', 'green_deal': 'Y'}, {'description': 'Wind turbine', 'cost_min': 15000, 'cost_max': 25000, 'typical_saving': 669, 'energy_rating': 'A 104', 'env_rating': 'A 103', 'green_deal': 'Y'}, {'description': 'Floor insulation (suspended floor)', 'cost_min': 800, 'cost_max': 1200, 'typical_saving': 102, 'energy_rating': 'B 89', 'env_rating': 'B 90', 'green_deal': 'Y'}, {'description': None, 'cost_min': None, 'cost_max': None, 'typical_saving': None, 'energy_rating': None, 'env_rating': None, 'green_deal': None}] | 19800 | 32200 | 26000 | 30.76923076923077 | 252 | -22126.1423 | -0.066368 | [{'description': 'Solar water heating', 'cost_min': 4000, 'cost_max': 6000, 'typical_saving': 151, 'energy_rating': 'A 92', 'env_rating': 'A 93', 'green_deal': 'Y'}, {'description': 'Wind turbine', 'cost_min': 15000, 'cost_max': 25000, 'typical_saving': 669, 'energy_rating': 'A 104', 'env_rating': 'A 103', 'green_deal': 'Y'}, {'description': 'Floor insulation (suspended floor)', 'cost_min': 800, 'cost_max': 1200, 'typical_saving': 102, 'energy_rating': 'B 89', 'env_rating': 'B 90', 'green_deal': 'Y'}] | [{'description': 'Solar water heating', 'capex_mid': np.float64(5000.0), 'lifetime': np.int64(30), 'annual_cashflow': 151, 'npv': np.float64(-2678.759894940693), 'irr': -0.00625404427082199}, {'description': 'Wind turbine', 'capex_mid': np.float64(20000.0), 'lifetime': np.int64(30), 'annual_cashflow': 669, 'npv': np.float64(-9715.830263015385), 'irr': 0.00022556057126910112}, {'description': 'Floor insulation (suspended floor)', 'capex_mid': np.float64(1000.0), 'lifetime': np.int64(50), 'annual_cashflow': 102, 'npv': np.float64(862.104396976342), 'irr': 0.10117632301606583}] | 103.17460317460318 | 329.11392405063293 | 65000000.000000015 | TRUE | FALSE | 1 | 3.664921465968586 | 0.0052356 | 0.5235602094240838 | FALSE | FALSE |  | Unknown | heat pump with radiators or underfloor heating | electricity | heat pump with radiators or underfloor heating ¦ electricity | TRUE | 0.2285714285714285 | 0.21875 | 0.1562336616897115 | 0.4993452640768223 | 0.96045 | 0.3687893809620925 | 2 | 95.5 | Detached_2F | 11.968709203585822 | 7.979139469057215 | 8.789569734528607 | H | 4.54 | 39.895697345286074 | 181.12646594759877 | 24.6408 | 24.6408 | 0.1360419631172441 | 3.5201142857142855 | 1.5319082404448567 | 2.297862360667285 | air_source_heat_pump_radiators_electric_good_none | [{'main_heat': 'air_source_heat_pump_radiators_electric', 'main_energy': 'good', 'secondary_heat': 'none'}] | Timber frame, as built, insulated (assumed) | Roof room(s), insulated (assumed) | Fully double glazed | timber_frame_as_built_bands_G_to_I | insulated_roof_0.35 | dbl_glz_pre_2003
1001627542 | 122047252 | 19 BALGAIR CASTLE PARK | FINTRY | GLASGOW | G63 0LP | 56.0694 | -4.2441 | 2021-06-16 | RdSAP, existing dwelling | 2021-06-29 | 306 | 64 | 2550 | 267 | 62 | D | 65 | D | 90 | B | 92 | A | 14 | Description: Low energy lighting for all fixed outlets; Indicative Cost: ¬£40; Typical Saving: 47; Energy Rating after improvement: D 65; Environmental Rating after improvement: A 92; Green Deal Eligible: N ¦ Description: Floor insulation (suspended floor); Indicative Cost: ¬£800 - ¬£1,200; Typical Saving: 41; Energy Rating after improvement: D 63; Environmental Rating after improvement: B 90; Green Deal Eligible: Y ¦ | Park home wall, with external insulation | Good | Good | Pitched, limited insulation (assumed) | Poor | Poor | Suspended, limited insulation (assumed) | N/A | N/A | Description: Fully double glazed | Average | Average | Community scheme | Good | Very Good | Flat rate charging, programmer, no room thermostat | Very Poor | Very Poor | None | N/A | N/A | Community scheme | Good | Very Good | No low energy lighting | Very Poor | Very Poor |  |  |  | 0.9 | 0.2 | 1887 | 1785 | 333 | 333 | 330 | 165 |  | Description: Biomass community heating ¦ | 9384 | 2037 | 1546 | 0 | 0 |  | 1984-1991 | 2.2 | S01006074 (Strathendrick) | 278 | 0 | 8 | 0 | 0 |  |  | 4 | 4 |  | 4 | Stirling |  | community heating system | biomass | 2302 | natural | Single | 0 | not defined | 0 | Array: Roof Area: 0%; Connection: not applicable (FGHRS or no PV); ¦ | FALSE | owner-occupied | none of the above |  | 00RGMB | Forth and Endrick | 0 | Detached | Park home | S01013015 (Kippen and Fintry - 01) | 2021-06-29 15:52 | 2719-4226-5100-0736-6292 | 19 BALGAIR CASTLE PARK ¦ G63 0LP | [{'description': 'Low energy lighting for all fixed outlets', 'cost_min': None, 'cost_max': None, 'typical_saving': 47, 'energy_rating': 'D 65', 'env_rating': 'A 92', 'green_deal': 'N'}, {'description': 'Floor insulation (suspended floor)', 'cost_min': 800, 'cost_max': 1200, 'typical_saving': 41, 'energy_rating': 'D 63', 'env_rating': 'B 90', 'green_deal': 'Y'}, {'description': None, 'cost_min': None, 'cost_max': None, 'typical_saving': None, 'energy_rating': None, 'env_rating': None, 'green_deal': None}] | [{'description': 'Park home wall, with external insulation', 'energy_rating': 'Good', 'env_rating': 'Good'}] | [{'description': 'Pitched, limited insulation (assumed)', 'energy_rating': 'Poor', 'env_rating': 'Poor'}] | [{'description': 'Suspended, limited insulation (assumed)', 'energy_rating': 'N/A', 'env_rating': 'N/A'}] | [{'description': 'Description: Fully double glazed', 'energy_rating': 'Average', 'env_rating': 'Average'}] | [{'description': 'Community scheme', 'energy_rating': 'Good', 'env_rating': 'Very Good'}] | [{'description': 'Flat rate charging, programmer, no room thermostat', 'energy_rating': 'Very Poor', 'env_rating': 'Very Poor'}] | [{'description': 'None', 'energy_rating': 'N/A', 'env_rating': 'N/A'}] | [{'description': 'Community scheme', 'energy_rating': 'Good', 'env_rating': 'Very Good'}] | [{'description': 'No low energy lighting', 'energy_rating': 'Very Poor', 'env_rating': 'Very Poor'}] | [] | 3 | 2 | 28 | 0.091503 | 0.7 | 0.7777777777777777 | 89 | TRUE | TRUE | TRUE | [{'description': 'Low energy lighting for all fixed outlets', 'cost_min': None, 'cost_max': None, 'typical_saving': 47, 'energy_rating': 'D 65', 'env_rating': 'A 92', 'green_deal': 'N'}, {'description': 'Floor insulation (suspended floor)', 'cost_min': 800, 'cost_max': 1200, 'typical_saving': 41, 'energy_rating': 'D 63', 'env_rating': 'B 90', 'green_deal': 'Y'}, {'description': None, 'cost_min': None, 'cost_max': None, 'typical_saving': None, 'energy_rating': None, 'env_rating': None, 'green_deal': None}] | 800 | 1200 | 1000 | 50 | 89 | 624.7773659891614 | 0.087668 | [{'description': 'Low energy lighting for all fixed outlets', 'cost_min': None, 'cost_max': None, 'typical_saving': 47, 'energy_rating': 'D 65', 'env_rating': 'A 92', 'green_deal': 'N'}, {'description': 'Floor insulation (suspended floor)', 'cost_min': 800, 'cost_max': 1200, 'typical_saving': 41, 'energy_rating': 'D 63', 'env_rating': 'B 90', 'green_deal': 'Y'}] | [{'description': 'Low energy lighting for all fixed outlets', 'capex_mid': nan, 'lifetime': np.int64(20), 'annual_cashflow': 47, 'npv': nan, 'irr': nan}, {'description': 'Floor insulation (suspended floor)', 'capex_mid': np.float64(1000.0), 'lifetime': np.int64(50), 'annual_cashflow': 41, 'npv': np.float64(-251.50705611735273), 'irr': 0.03285732307256706}] | 11.235955056179776 | 35.714285714285715 | 1428571.4285714286 | TRUE | TRUE | 1 | 6.25 | 0.0625 | 6.25 | FALSE | FALSE |  | Unknown | community heating system | biomass | community heating system ¦ biomass | TRUE | 0.042857 | 0.03125 | 0.45872 | 0.054187 | 0.6731234866828085 | 0.1772008248613515 | 2 | 32 | Detached_2F | 6.928203230275509 | 4.618802153517006 | 7.109401076758503 | G | 4.4 | 23.09401076758503 | 101.61364737737414 | 13.9204 | 20.8806 | 0.2054901141620608 | 2.982942857142857 | 1.4101874242201182 | 2.1152811363301773 | community_scheme_good_none | [{'main_heat': 'community_scheme', 'main_energy': 'good', 'secondary_heat': 'none'}] | Park home wall, with external insulation | Pitched, limited insulation (assumed) | Fully double glazed | park_home_external_insulation_band_G | insulated_roof_12mm | dbl_glz_pre_2003
1001627549 | 122047257 | 38 BALGAIR CASTLE PARK | FINTRY | GLASGOW | G63 0LP | 56.0692 | -4.2445 | 2021-06-11 | RdSAP, existing dwelling | 2021-06-16 | 389 | 56 | 3003 | 276 | 54 | E | 58 | D | 85 | B | 86 | B | 24 | Description: Floor insulation (suspended floor); Indicative Cost: ¬£800 - ¬£1,200; Typical Saving: 40; Energy Rating after improvement: D 56; Environmental Rating after improvement: B 85; Green Deal Eligible: Y ¦ Description: Replacement glazing units; Indicative Cost: ¬£1,000 - ¬£1,400; Typical Saving: 52; Energy Rating after improvement: D 58; Environmental Rating after improvement: B 86; Green Deal Eligible: Y ¦ | Park home wall, with external insulation | Poor | Poor | Pitched, limited insulation (assumed) | Poor | Poor | Suspended, limited insulation (assumed) | N/A | N/A | Description: Fully double glazed | Average | Average | Community scheme | Good | Very Good | Flat rate charging, programmer and TRVs | Average | Average | Room heaters, electric | N/A | N/A | Community scheme | Good | Very Good | Low energy lighting in 83% of fixed outlets | Very Good | Very Good |  |  |  | 1.3 | 0.1 | 2511 | 2235 | 321 | 321 | 171 | 171 |  | Description: Biomass community heating ¦ | 10946 | 1955 | 1136 | 0 | 0 |  | 1984-1991 | 2.3 | S01006074 (Strathendrick) | 350 | 0 | 12 | 10 | 83 |  |  | 4 | 3 |  | 3 | Stirling |  | community heating system | biomass | 2305 | natural | Single | 0 | not defined | 0 | Array: Roof Area: 0%; Connection: not applicable (FGHRS or no PV); ¦ | FALSE | owner-occupied | ECO assessment |  | 00RGMB | Forth and Endrick | 0 | Detached | Park home | S01013015 (Kippen and Fintry - 01) | 2021-06-16 14:46 | 9199-1016-4206-5179-2204 | 38 BALGAIR CASTLE PARK ¦ G63 0LP | [{'description': 'Floor insulation (suspended floor)', 'cost_min': 800, 'cost_max': 1200, 'typical_saving': 40, 'energy_rating': 'D 56', 'env_rating': 'B 85', 'green_deal': 'Y'}, {'description': 'Replacement glazing units', 'cost_min': 1000, 'cost_max': 1400, 'typical_saving': 52, 'energy_rating': 'D 58', 'env_rating': 'B 86', 'green_deal': 'Y'}, {'description': None, 'cost_min': None, 'cost_max': None, 'typical_saving': None, 'energy_rating': None, 'env_rating': None, 'green_deal': None}] | [{'description': 'Park home wall, with external insulation', 'energy_rating': 'Poor', 'env_rating': 'Poor'}] | [{'description': 'Pitched, limited insulation (assumed)', 'energy_rating': 'Poor', 'env_rating': 'Poor'}] | [{'description': 'Suspended, limited insulation (assumed)', 'energy_rating': 'N/A', 'env_rating': 'N/A'}] | [{'description': 'Description: Fully double glazed', 'energy_rating': 'Average', 'env_rating': 'Average'}] | [{'description': 'Community scheme', 'energy_rating': 'Good', 'env_rating': 'Very Good'}] | [{'description': 'Flat rate charging, programmer and TRVs', 'energy_rating': 'Average', 'env_rating': 'Average'}] | [{'description': 'Room heaters, electric', 'energy_rating': 'N/A', 'env_rating': 'N/A'}] | [{'description': 'Community scheme', 'energy_rating': 'Good', 'env_rating': 'Very Good'}] | [{'description': 'Low energy lighting in 83% of fixed outlets', 'energy_rating': 'Very Good', 'env_rating': 'Very Good'}] | [] | 4 | 1 | 39 | 0.1002570694087403 | 1.2 | 0.92308 | 92 | TRUE | TRUE | TRUE | [{'description': 'Floor insulation (suspended floor)', 'cost_min': 800, 'cost_max': 1200, 'typical_saving': 40, 'energy_rating': 'D 56', 'env_rating': 'B 85', 'green_deal': 'Y'}, {'description': 'Replacement glazing units', 'cost_min': 1000, 'cost_max': 1400, 'typical_saving': 52, 'energy_rating': 'D 58', 'env_rating': 'B 86', 'green_deal': 'Y'}, {'description': None, 'cost_min': None, 'cost_max': None, 'typical_saving': None, 'energy_rating': None, 'env_rating': None, 'green_deal': None}] | 1800 | 2600 | 2200 | 36.36363636363637 | 92 | -677.6896 | 0.024033 | [{'description': 'Floor insulation (suspended floor)', 'cost_min': 800, 'cost_max': 1200, 'typical_saving': 40, 'energy_rating': 'D 56', 'env_rating': 'B 85', 'green_deal': 'Y'}, {'description': 'Replacement glazing units', 'cost_min': 1000, 'cost_max': 1400, 'typical_saving': 52, 'energy_rating': 'D 58', 'env_rating': 'B 86', 'green_deal': 'Y'}] | [{'description': 'Floor insulation (suspended floor)', 'capex_mid': np.float64(1000.0), 'lifetime': np.int64(50), 'annual_cashflow': 40, 'npv': np.float64(-269.7629815779049), 'irr': 0.03152723890200693}, {'description': 'Replacement glazing units', 'capex_mid': np.float64(1200.0), 'lifetime': np.int64(25), 'annual_cashflow': 52, 'npv': np.float64(-467.11488256567304), 'irr': 0.006254339837282963}] | 23.91304347826087 | 56.41025641025641 | 1833333.3333333335 | TRUE | FALSE | 1 | 5.357142857142857 | 0.071429 | 7.142857142857142 | FALSE | FALSE |  | Unknown | community heating system | biomass | community heating system ¦ biomass | TRUE | 0.057143 | 0.015625 | 0.4414037207848693 | 0.085588 | 0.6749529190207155 | 0.1800518633609235 | 2 | 28 | Detached_2F | 6.4807406984078595 | 4.320493798938573 | 6.960246899469286 | G | 4.6 | 21.602468994692863 | 99.37135737558717 | 12.8356 | 19.2534 | 0.1937520077060961 | 2.750485714285714 | 1.3541259700844464 | 2.0311889551266695 | community_scheme_good_room_heaters_electric | [{'main_heat': 'community_scheme', 'main_energy': 'good', 'secondary_heat': 'room_heaters_electric'}] | Park home wall, with external insulation | Pitched, limited insulation (assumed) | Fully double glazed | park_home_external_insulation_band_G | insulated_roof_12mm | dbl_glz_pre_2003
1002143348 | 122009941 | 10 MENZIES AVENUE | FINTRY | GLASGOW | G63 0YE | 56.05908729999999 | -4.2248 | 2021-06-08 | RdSAP, existing dwelling | 2021-06-08 | 313 | 139 | 5517 | 1755 | 43 | E | 69 | C | 32 | F | 53 | E | 89 | Description: Cavity wall insulation; Indicative Cost: ¬£500 - ¬£1,500; Typical Saving: 168; Energy Rating after improvement: E 51; Environmental Rating after improvement: E 39; Green Deal Eligible: Y ¦ Description: Floor insulation (suspended floor); Indicative Cost: ¬£800 - ¬£1,200; Typical Saving: 167; Energy Rating after improvement: D 57; Environmental Rating after improvement: E 44; Green Deal Eligible: Y ¦ Description: Replace boiler with new condensing boiler; Indicative Cost: ¬£2,200 - ¬£3,000; Typical Saving: 73; Energy Rating after improvement: D 60; Environmental Rating after improvement: E 47; Green Deal Eligible: Y ¦ Description: Low energy lighting for all fixed outlets; Indicative Cost: ¬£50; Typical Saving: 40; Energy Rating after improvement: D 58; Environmental Rating after improvement: E 44; Green Deal Eligible: N ¦ Description: Solar photovoltaic panels, 2.5 kWp; Indicative Cost: ¬£3,500 - ¬£5,500; Typical Saving: 304; Energy Rating after improvement: C 69; Environmental Rating after improvement: E 53; Green Deal Eligible: Y ¦ Description: Solar water heating; Indicative Cost: ¬£4,000 - ¬£6,000; Typical Saving: 34; Energy Rating after improvement: D 62; Environmental Rating after improvement: E 48; Green Deal Eligible: Y ¦ Description: Flat roof insulation; Indicative Cost: ¬£850 - ¬£1,500; Typical Saving: 103; Energy Rating after improvement: E 46; Environmental Rating after improvement: F 34; Green Deal Eligible: Y ¦ | Cavity wall, as built, no insulation (assumed) | Poor | Poor | Flat, limited insulation (assumed) ¦ Roof room(s), insulated | Very Poor ¦ Good | Very Poor ¦ Good | Suspended, no insulation (assumed) | N/A | N/A | Description: Fully double glazed | Average | Average | Boiler and radiators, oil | Average | Average | Programmer, room thermostat and TRVs | Good | Good | Room heaters, coal | N/A | N/A | From main system | Average | Average | Low energy lighting in 50% of fixed outlets | Good | Good |  |  |  | 12 | 4.4 | 4518 | 3000 | 573 | 477 | 426 | 285 | Description: External insulation with cavity wall insulation ¦ |  | 24224 | 3515 | 1342 | 2772 | 0 |  | 1950-1964 | 2.48 | S01006074 (Strathendrick) | 177 | 1 | 20 | 10 | 50 |  |  | 1 | 8 |  | 8 | Stirling |  | boiler with radiators or underfloor heating | oil | 2106 | natural | Single | 100 | double glazing installed before 2002 | 1 | Array: Roof Area: 0%; Connection: not applicable (FGHRS or no PV); ¦ | FALSE | owner-occupied | marketed sale |  | 00RGMB | Forth and Endrick | 0 | Detached | House | S01013015 (Kippen and Fintry - 01) | 2021-06-08 21:31 | 8119-4426-3200-0388-1206 | 10 MENZIES AVENUE ¦ G63 0YE | [{'description': 'Cavity wall insulation', 'cost_min': 500, 'cost_max': 1500, 'typical_saving': 168, 'energy_rating': 'E 51', 'env_rating': 'E 39', 'green_deal': 'Y'}, {'description': 'Floor insulation (suspended floor)', 'cost_min': 800, 'cost_max': 1200, 'typical_saving': 167, 'energy_rating': 'D 57', 'env_rating': 'E 44', 'green_deal': 'Y'}, {'description': 'Replace boiler with new condensing boiler', 'cost_min': 2200, 'cost_max': 3000, 'typical_saving': 73, 'energy_rating': 'D 60', 'env_rating': 'E 47', 'green_deal': 'Y'}, {'description': 'Low energy lighting for all fixed outlets', 'cost_min': None, 'cost_max': None, 'typical_saving': 40, 'energy_rating': 'D 58', 'env_rating': 'E 44', 'green_deal': 'N'}, {'description': 'Solar photovoltaic panels, 2.5 kWp', 'cost_min': 3500, 'cost_max': 5500, 'typical_saving': 304, 'energy_rating': 'C 69', 'env_rating': 'E 53', 'green_deal': 'Y'}, {'description': 'Solar water heating', 'cost_min': 4000, 'cost_max': 6000, 'typical_saving': 34, 'energy_rating': 'D 62', 'env_rating': 'E 48', 'green_deal': 'Y'}, {'description': 'Flat roof insulation', 'cost_min': 850, 'cost_max': 1500, 'typical_saving': 103, 'energy_rating': 'E 46', 'env_rating': 'F 34', 'green_deal': 'Y'}, {'description': None, 'cost_min': None, 'cost_max': None, 'typical_saving': None, 'energy_rating': None, 'env_rating': None, 'green_deal': None}] | [{'description': 'Cavity wall, as built, no insulation (assumed)', 'energy_rating': 'Poor', 'env_rating': 'Poor'}] | [{'description': 'Flat, limited insulation (assumed)', 'energy_rating': 'Very Poor', 'env_rating': 'Very Poor'}, {'description': 'Roof room(s), insulated', 'energy_rating': 'Good', 'env_rating': 'Good'}] | [{'description': 'Suspended, no insulation (assumed)', 'energy_rating': 'N/A', 'env_rating': 'N/A'}] | [{'description': 'Description: Fully double glazed', 'energy_rating': 'Average', 'env_rating': 'Average'}] | [{'description': 'Boiler and radiators, oil', 'energy_rating': 'Average', 'env_rating': 'Average'}] | [{'description': 'Programmer, room thermostat and TRVs', 'energy_rating': 'Good', 'env_rating': 'Good'}] | [{'description': 'Room heaters, coal', 'energy_rating': 'N/A', 'env_rating': 'N/A'}] | [{'description': 'From main system', 'energy_rating': 'Average', 'env_rating': 'Average'}] | [{'description': 'Low energy lighting in 50% of fixed outlets', 'energy_rating': 'Good', 'env_rating': 'Good'}] | [] | 26 | 21 | 136 | 0.4345047923322683 | 7.6 | 0.6333333333333333 | 585 | TRUE | TRUE | TRUE | [{'description': 'Cavity wall insulation', 'cost_min': 500, 'cost_max': 1500, 'typical_saving': 168, 'energy_rating': 'E 51', 'env_rating': 'E 39', 'green_deal': 'Y'}, {'description': 'Floor insulation (suspended floor)', 'cost_min': 800, 'cost_max': 1200, 'typical_saving': 167, 'energy_rating': 'D 57', 'env_rating': 'E 44', 'green_deal': 'Y'}, {'description': 'Replace boiler with new condensing boiler', 'cost_min': 2200, 'cost_max': 3000, 'typical_saving': 73, 'energy_rating': 'D 60', 'env_rating': 'E 47', 'green_deal': 'Y'}, {'description': 'Low energy lighting for all fixed outlets', 'cost_min': None, 'cost_max': None, 'typical_saving': 40, 'energy_rating': 'D 58', 'env_rating': 'E 44', 'green_deal': 'N'}, {'description': 'Solar photovoltaic panels, 2.5 kWp', 'cost_min': 3500, 'cost_max': 5500, 'typical_saving': 304, 'energy_rating': 'C 69', 'env_rating': 'E 53', 'green_deal': 'Y'}, {'description': 'Solar water heating', 'cost_min': 4000, 'cost_max': 6000, 'typical_saving': 34, 'energy_rating': 'D 62', 'env_rating': 'E 48', 'green_deal': 'Y'}, {'description': 'Flat roof insulation', 'cost_min': 850, 'cost_max': 1500, 'typical_saving': 103, 'energy_rating': 'E 46', 'env_rating': 'F 34', 'green_deal': 'Y'}, {'description': None, 'cost_min': None, 'cost_max': None, 'typical_saving': None, 'energy_rating': None, 'env_rating': None, 'green_deal': None}] | 11850 | 18700 | 15275 | 31.944353518821604 | 585 | -6153.2059 | 0.011092 | [{'description': 'Cavity wall insulation', 'cost_min': 500, 'cost_max': 1500, 'typical_saving': 168, 'energy_rating': 'E 51', 'env_rating': 'E 39', 'green_deal': 'Y'}, {'description': 'Floor insulation (suspended floor)', 'cost_min': 800, 'cost_max': 1200, 'typical_saving': 167, 'energy_rating': 'D 57', 'env_rating': 'E 44', 'green_deal': 'Y'}, {'description': 'Replace boiler with new condensing boiler', 'cost_min': 2200, 'cost_max': 3000, 'typical_saving': 73, 'energy_rating': 'D 60', 'env_rating': 'E 47', 'green_deal': 'Y'}, {'description': 'Low energy lighting for all fixed outlets', 'cost_min': None, 'cost_max': None, 'typical_saving': 40, 'energy_rating': 'D 58', 'env_rating': 'E 44', 'green_deal': 'N'}, {'description': 'Solar photovoltaic panels, 2.5 kWp', 'cost_min': 3500, 'cost_max': 5500, 'typical_saving': 304, 'energy_rating': 'C 69', 'env_rating': 'E 53', 'green_deal': 'Y'}, {'description': 'Solar water heating', 'cost_min': 4000, 'cost_max': 6000, 'typical_saving': 34, 'energy_rating': 'D 62', 'env_rating': 'E 48', 'green_deal': 'Y'}, {'description': 'Flat roof insulation', 'cost_min': 850, 'cost_max': 1500, 'typical_saving': 103, 'energy_rating': 'E 46', 'env_rating': 'F 34', 'green_deal': 'Y'}] | [{'description': 'Cavity wall insulation', 'capex_mid': np.float64(1000.0), 'lifetime': np.int64(50), 'annual_cashflow': 168, 'npv': np.float64(2066.9954773727986), 'irr': 0.16792846854621857}, {'description': 'Floor insulation (suspended floor)', 'capex_mid': np.float64(1000.0), 'lifetime': np.int64(50), 'annual_cashflow': 167, 'npv': np.float64(2048.7395519122465), 'irr': 0.16692577420552546}, {'description': 'Replace boiler with new condensing boiler', 'capex_mid': np.float64(2600.0), 'lifetime': np.int64(17), 'annual_cashflow': 73, 'npv': np.float64(-1776.9931639118515), 'irr': -0.07208291792307808}, {'description': 'Low energy lighting for all fixed outlets', 'capex_mid': nan, 'lifetime': np.int64(20), 'annual_cashflow': 40, 'npv': nan, 'irr': nan}, {'description': 'Solar photovoltaic panels, 2.5 kWp', 'capex_mid': np.float64(4500.0), 'lifetime': np.int64(30), 'annual_cashflow': 304, 'npv': np.float64(173.22511217237937), 'irr': 0.053348799074474096}, {'description': 'Solar water heating', 'capex_mid': np.float64(5000.0), 'lifetime': np.int64(30), 'annual_cashflow': 34, 'npv': np.float64(-4477.336665085983), 'irr': -0.08212727666746167}, {'description': 'Flat roof insulation', 'capex_mid': np.float64(1175.0), 'lifetime': np.int64(50), 'annual_cashflow': 103, 'npv': np.float64(705.3603224368949), 'irr': 0.08625960736809835}] | 26.11111111111111 | 112.31617647058825 | 2009868.4210526317 | TRUE | FALSE | 1 | 5.755395683453238 | 0.0071942 | 0.7194244604316548 | FALSE | FALSE |  | Unknown | boiler with radiators or underfloor heating | oil | boiler with radiators or underfloor heating ¦ oil | TRUE | 0.3714285714285714 | 0.32812 | 0.3686 | 0.1704107505070994 | 0.6757508177222716 | 0.3736506511135691 | 2 | 69.5 | Detached_2F | 10.210288928331067 | 6.8068592855540455 | 8.203429642777023 | D | 4.96 | 34.03429642777023 | 168.81011028174035 | 23.5016 | 23.5016 | 0.1392191496159581 | 3.3573714285714287 | 1.496077410780478 | 2.244116116170717 | boiler_radiators_oil_average_room_heaters_coal | [{'main_heat': 'boiler_radiators_oil', 'main_energy': 'average', 'secondary_heat': 'room_heaters_coal'}] | Cavity wall, as built, no insulation (assumed) | Flat, limited insulation (assumed) | Fully double glazed | cavity_as_built_bands_A_to_E | insulated_roof_12mm | dbl_glz_pre_2003
1001951857 | 122010024 | DUNBRACH | FINTRY | GLASGOW | G63 0XJ | 56.05282399999999 | -4.2206 | 2021-06-08 | RdSAP, existing dwelling | 2021-06-09 | 48 | 156 | 4401 | 219 | 96 | A | 111 | A | 97 | A | 110 | A | 8 | Description: Wind turbine; Indicative Cost: ¬£15,000 - ¬£25,000; Typical Saving: 676; Energy Rating after improvement: A 111; Environmental Rating after improvement: A 110; Green Deal Eligible: Y ¦ Description: Solar water heating; Indicative Cost: ¬£4,000 - ¬£6,000; Typical Saving: 74; Energy Rating after improvement: A 98; Environmental Rating after improvement: A 98; Green Deal Eligible: Y ¦ | System built, as built, insulated (assumed) | Very Good | Very Good | Pitched, insulated (assumed) | Good | Good | Solid, insulated (assumed) | N/A | N/A | Description: Fully double glazed | Good | Good | Air source heat pump, underfloor, electric | Good | Very Good | Time and temperature zone control | Very Good | Very Good | Room heaters, wood logs | N/A | N/A | From main system | Average | Good | Low energy lighting in all fixed outlets | Very Good | Very Good |  |  |  | 1.3 | 2.1 | 3399 | 3396 | 702 | 486 | 300 | 300 |  | Description: Biomass secondary heating ¦ Description: Air source heat pump ¦ Description: Solar photovoltaics ¦ | 21751 | 2329 | 0 | 0 | 0 |  |  | 6 | S01006074 (Strathendrick) | -30 | 0 | 10 | 10 | 100 |  |  | 2 | 5 |  | 5 | Stirling |  | heat pump with radiators or underfloor heating | electricity | 2207 | natural | Single | 100 | double glazing installed during or after 2002 | 0 | Array: Peak Power: 8; Orientation: East; Pitch: 30 degrees; Overshading: none or very little; Connection: connected to dwelling‚Äôs electricity meter; ¦ | FALSE | owner-occupied | FiT application |  | 00RGMB | Forth and Endrick | 0 | Detached | House | S01013015 (Kippen and Fintry - 01) | 2021-06-09 16:40 | 7019-5526-8100-0158-9206 | DUNBRACH ¦ G63 0XJ | [{'description': 'Wind turbine', 'cost_min': 15000, 'cost_max': 25000, 'typical_saving': 676, 'energy_rating': 'A 111', 'env_rating': 'A 110', 'green_deal': 'Y'}, {'description': 'Solar water heating', 'cost_min': 4000, 'cost_max': 6000, 'typical_saving': 74, 'energy_rating': 'A 98', 'env_rating': 'A 98', 'green_deal': 'Y'}, {'description': None, 'cost_min': None, 'cost_max': None, 'typical_saving': None, 'energy_rating': None, 'env_rating': None, 'green_deal': None}] | [{'description': 'System built, as built, insulated (assumed)', 'energy_rating': 'Very Good', 'env_rating': 'Very Good'}] | [{'description': 'Pitched, insulated (assumed)', 'energy_rating': 'Good', 'env_rating': 'Good'}] | [{'description': 'Solid, insulated (assumed)', 'energy_rating': 'N/A', 'env_rating': 'N/A'}] | [{'description': 'Description: Fully double glazed', 'energy_rating': 'Good', 'env_rating': 'Good'}] | [{'description': 'Air source heat pump, underfloor, electric', 'energy_rating': 'Good', 'env_rating': 'Very Good'}] | [{'description': 'Time and temperature zone control', 'energy_rating': 'Very Good', 'env_rating': 'Very Good'}] | [{'description': 'Room heaters, wood logs', 'energy_rating': 'N/A', 'env_rating': 'N/A'}] | [{'description': 'From main system', 'energy_rating': 'Average', 'env_rating': 'Good'}] | [{'description': 'Low energy lighting in all fixed outlets', 'energy_rating': 'Very Good', 'env_rating': 'Very Good'}] | [] | 15 | 13 | 78 | 1.625 | -0.8 | -0.61538 | 73 | TRUE | TRUE | FALSE | [{'description': 'Wind turbine', 'cost_min': 15000, 'cost_max': 25000, 'typical_saving': 676, 'energy_rating': 'A 111', 'env_rating': 'A 110', 'green_deal': 'Y'}, {'description': 'Solar water heating', 'cost_min': 4000, 'cost_max': 6000, 'typical_saving': 74, 'energy_rating': 'A 98', 'env_rating': 'A 98', 'green_deal': 'Y'}, {'description': None, 'cost_min': None, 'cost_max': None, 'typical_saving': None, 'energy_rating': None, 'env_rating': None, 'green_deal': None}] | 19000 | 31000 | 25000 | 30 | 73 | -23877.8111 | -0.11631 | [{'description': 'Wind turbine', 'cost_min': 15000, 'cost_max': 25000, 'typical_saving': 676, 'energy_rating': 'A 111', 'env_rating': 'A 110', 'green_deal': 'Y'}, {'description': 'Solar water heating', 'cost_min': 4000, 'cost_max': 6000, 'typical_saving': 74, 'energy_rating': 'A 98', 'env_rating': 'A 98', 'green_deal': 'Y'}] | [{'description': 'Wind turbine', 'capex_mid': np.float64(20000.0), 'lifetime': np.int64(30), 'annual_cashflow': 676, 'npv': np.float64(-9608.223105827206), 'irr': 0.0008993185370438361}, {'description': 'Solar water heating', 'capex_mid': np.float64(5000.0), 'lifetime': np.int64(30), 'annual_cashflow': 74, 'npv': np.float64(-3862.4386240106714), 'irr': -0.04601429086850184}] | 342.4657534246575 | 320.5128205128205 | -31250000 | TRUE | FALSE | 1 | 3.205128205128205 | 0.012821 | 1.282051282051282 | FALSE | FALSE |  | Unknown | heat pump with radiators or underfloor heating | electricity | heat pump with radiators or underfloor heating ¦ electricity | TRUE | 0.2142857142857142 | 0.20312 | 0.1329441739414696 | 0.4862953138815207 | 0.5254237288135591 | 0.2902754880841232 | 2 | 78 | Detached_2F | 10.816653826391969 | 7.211102550927978 | 8.405551275463989 |  | 12 | 36.05551275463989 | 432.6661530556787 | [6 empty] | air_source_heat_pump_underfloor_electric_good_room_heaters_wood_logs | [{'main_heat': 'air_source_heat_pump_underfloor_electric', 'main_energy': 'good', 'secondary_heat': 'room_heaters_wood_logs'}] | System built, as built, insulated (assumed) | Pitched, insulated (assumed) | Fully double glazed | ND | ND | ND
1001063642 | 122009825 | 27 MAIN STREET | FINTRY | GLASGOW | G63 0XA | 56.0529 | -4.2232 | 2021-04-30 | RdSAP, existing dwelling | 2021-04-30 | 516 | 63 | 3630 | 723 | 60 | D | 68 | D | 43 | E | 54 | E | 87 | Description: Floor insulation (suspended floor); Indicative Cost: ¬£800 - ¬£1,200; Typical Saving: 209; Energy Rating after improvement: D 68; Environmental Rating after improvement: E 54; Green Deal Eligible: Y ¦ Description: Cavity wall insulation; Indicative Cost: ¬£500 - ¬£1,500; Typical Saving: 32; Energy Rating after improvement: D 61; Environmental Rating after improvement: E 44; Green Deal Eligible: Y ¦ | Cavity wall, as built, partial insulation (assumed) ¦ Cavity wall, filled cavity | Average ¦ Average | Average ¦ Average | (another dwelling above) | N/A | N/A | Suspended, no insulation (assumed) | N/A | N/A | Description: Fully double glazed | Average | Average | Electric storage heaters | Average | Poor | Controls for high heat retention storage heaters | Good | Good | Room heaters, electric | N/A | N/A | Electric immersion, off-peak | Very Poor | Poor | Low energy lighting in all fixed outlets | Very Good | Very Good |  |  |  | 5.5 | 1.3 | 2571 | 1848 | 876 | 876 | 183 | 183 | Description: External insulation with cavity wall insulation ¦ |  | 8500 | 1753 | 0 | 317 | 0 |  | 1950-1964 | 2.41 | S01006074 (Strathendrick) | 399 | 0 | 6 | 6 | 100 | ground floor | 0 | 1 | 2 | unheated corridor | 2 | Stirling |  | electric storage heaters | electricity | 2404 | natural | dual | 100 | double glazing installed before 2002 | 0 | Array: Roof Area: 0%; Connection: not applicable (FGHRS or no PV); ¦ | FALSE | rented (social) | rental | 6.96 | 00RGMB | Forth and Endrick | 0 | Detached | Flat | S01013015 (Kippen and Fintry - 01) | 2021-04-30 13:38 | 7002-1010-4204-6639-6204 | 27 MAIN STREET ¦ G63 0XA | [{'description': 'Floor insulation (suspended floor)', 'cost_min': 800, 'cost_max': 1200, 'typical_saving': 209, 'energy_rating': 'D 68', 'env_rating': 'E 54', 'green_deal': 'Y'}, {'description': 'Cavity wall insulation', 'cost_min': 500, 'cost_max': 1500, 'typical_saving': 32, 'energy_rating': 'D 61', 'env_rating': 'E 44', 'green_deal': 'Y'}, {'description': None, 'cost_min': None, 'cost_max': None, 'typical_saving': None, 'energy_rating': None, 'env_rating': None, 'green_deal': None}] | [{'description': 'Cavity wall, as built, partial insulation (assumed)', 'energy_rating': 'Average', 'env_rating': 'Average'}, {'description': 'Cavity wall, filled cavity', 'energy_rating': 'Average', 'env_rating': 'Average'}] | [{'description': '(another dwelling above)', 'energy_rating': 'N/A', 'env_rating': 'N/A'}] | [{'description': 'Suspended, no insulation (assumed)', 'energy_rating': 'N/A', 'env_rating': 'N/A'}] | [{'description': 'Description: Fully double glazed', 'energy_rating': 'Average', 'env_rating': 'Average'}] | [{'description': 'Electric storage heaters', 'energy_rating': 'Average', 'env_rating': 'Poor'}] | [{'description': 'Controls for high heat retention storage heaters', 'energy_rating': 'Good', 'env_rating': 'Good'}] | [{'description': 'Room heaters, electric', 'energy_rating': 'N/A', 'env_rating': 'N/A'}] | [{'description': 'Electric immersion, off-peak', 'energy_rating': 'Very Poor', 'env_rating': 'Poor'}] | [{'description': 'Low energy lighting in all fixed outlets', 'energy_rating': 'Very Good', 'env_rating': 'Very Good'}] | [] | 8 | 11 | 117 | 0.2267441860465116 | 4.2 | 0.7636363636363637 | 241 | TRUE | TRUE | TRUE | [{'description': 'Floor insulation (suspended floor)', 'cost_min': 800, 'cost_max': 1200, 'typical_saving': 209, 'energy_rating': 'D 68', 'env_rating': 'E 54', 'green_deal': 'Y'}, {'description': 'Cavity wall insulation', 'cost_min': 500, 'cost_max': 1500, 'typical_saving': 32, 'energy_rating': 'D 61', 'env_rating': 'E 44', 'green_deal': 'Y'}, {'description': None, 'cost_min': None, 'cost_max': None, 'typical_saving': None, 'energy_rating': None, 'env_rating': None, 'green_deal': None}] | 1300 | 2700 | 2000 | 50 | 241 | 2399.678035993122 | 0.1200846202256737 | [{'description': 'Floor insulation (suspended floor)', 'cost_min': 800, 'cost_max': 1200, 'typical_saving': 209, 'energy_rating': 'D 68', 'env_rating': 'E 54', 'green_deal': 'Y'}, {'description': 'Cavity wall insulation', 'cost_min': 500, 'cost_max': 1500, 'typical_saving': 32, 'energy_rating': 'D 61', 'env_rating': 'E 44', 'green_deal': 'Y'}] | [{'description': 'Floor insulation (suspended floor)', 'capex_mid': np.float64(1000.0), 'lifetime': np.int64(50), 'annual_cashflow': 209, 'npv': np.float64(2815.488421255446), 'irr': 0.20898418332005364}, {'description': 'Cavity wall insulation', 'capex_mid': np.float64(1000.0), 'lifetime': np.int64(50), 'annual_cashflow': 32, 'npv': np.float64(-415.81038526232396), 'irr': 0.02026388963903325}] | 8.298755186721992 | 17.094017094017094 | 476190.4761904761 | TRUE | TRUE | 1 | 3.1746031746031744 | 0.015873 | 1.5873015873015872 | TRUE | FALSE |  | Unknown | electric storage heaters | electricity | electric storage heaters ¦ electricity | TRUE | 0.1142857142857142 | 0.17188 | 0.4823191721319567 | 0.025936 | 0.6688189400053806 | 0.2382933350107692 | 2 | 31.5 | Detached_2F | 6.8739 | 4.5826 | 7.0913 | D | 4.82 | 22.9129 | 110.4401 | 13.667199999999998 | 13.667199999999998 | 0.1237521804786214 | 1.9524571428571424 | 1.1408935512299536 | 1.7113403268449303 | electric_storage_heaters_average_room_heaters_electric | [{'main_heat': 'electric_storage_heaters', 'main_energy': 'average', 'secondary_heat': 'room_heaters_electric'}] | Cavity wall, as built, partial insulation (assumed) | (another dwelling above) | Fully double glazed | cavity_as_built_bands_A_to_E | NIM | dbl_glz_pre_2003
1000238921 | 122009849 | 75 MAIN STREET | FINTRY | GLASGOW | G63 0XE | 56.0535 | -4.2252 | 2021-04-28 | RdSAP, existing dwelling | 2021-04-28 | 258 | 86 | 4035 | 1671 | 62 | D | 89 | B | 68 | D | 91 | B | 41 | Description: Time and temperature zone control; Indicative Cost: ¬£350 - ¬£450; Typical Saving: 64; Energy Rating after improvement: C 76; Environmental Rating after improvement: C 80; Green Deal Eligible: Y ¦ Description: Floor insulation (solid floor); Indicative Cost: ¬£4,000 - ¬£6,000; Typical Saving: 107; Energy Rating after improvement: C 73; Environmental Rating after improvement: C 77; Green Deal Eligible: Y ¦ Description: Low energy lighting for all fixed outlets; Indicative Cost: ¬£35; Typical Saving: 35; Energy Rating after improvement: C 74; Environmental Rating after improvement: C 78; Green Deal Eligible: N ¦ Description: Solar water heating; Indicative Cost: ¬£4,000 - ¬£6,000; Typical Saving: 79; Energy Rating after improvement: C 79; Environmental Rating after improvement: B 82; Green Deal Eligible: Y ¦ Description: Solar photovoltaic panels, 2.5 kWp; Indicative Cost: ¬£3,500 - ¬£5,500; Typical Saving: 304; Energy Rating after improvement: B 89; Environmental Rating after improvement: B 91; Green Deal Eligible: Y ¦ Description: Internal or external wall insulation; Indicative Cost: ¬£4,000 - ¬£14,000; Typical Saving: 272; Energy Rating after improvement: C 70; Environmental Rating after improvement: C 75; Green Deal Eligible: Y ¦ | Sandstone or limestone, as built, no insulation (assumed) | Poor | Poor | (another dwelling above) ¦ Pitched, 300 mm loft insulation | N/A ¦ Very Good | N/A ¦ Very Good | Solid, no insulation (assumed) | N/A | N/A | Description: Fully double glazed | Good | Good | Air source heat pump, radiators, electric | Poor | Good | Programmer and room thermostat | Average | Average | Room heaters, wood logs | N/A | N/A | From main system | Poor | Good | Low energy lighting in 30% of fixed outlets | Average | Average |  |  |  | 3.5 | 2.3 | 3156 | 1869 | 525 | 288 | 354 | 207 |  | Description: Biomass secondary heating ¦ Description: Air source heat pump ¦ | 9506 | 1577 | 0 | 0 | 2514 |  | before 1919 | 2.07 | S01006074 (Strathendrick) | 94 | 1 | 10 | 3 | 30 |  |  | 1 | 4 |  | 4 | Stirling |  | heat pump with radiators or underfloor heating | electricity | 2204 | natural | Single | 100 | double glazing installed during or after 2002 | 0 | Array: Roof Area: 0%; Connection: not applicable (FGHRS or no PV); ¦ | FALSE | owner-occupied | marketed sale |  | 00RGMB | Forth and Endrick | 0 | Mid-Terrace | House | S01013015 (Kippen and Fintry - 01) | 2021-04-28 18:29 | 1200-6389-0822-7022-1493 | 75 MAIN STREET ¦ G63 0XE | [{'description': 'Time and temperature zone control', 'cost_min': 350, 'cost_max': 450, 'typical_saving': 64, 'energy_rating': 'C 76', 'env_rating': 'C 80', 'green_deal': 'Y'}, {'description': 'Floor insulation (solid floor)', 'cost_min': 4000, 'cost_max': 6000, 'typical_saving': 107, 'energy_rating': 'C 73', 'env_rating': 'C 77', 'green_deal': 'Y'}, {'description': 'Low energy lighting for all fixed outlets', 'cost_min': None, 'cost_max': None, 'typical_saving': 35, 'energy_rating': 'C 74', 'env_rating': 'C 78', 'green_deal': 'N'}, {'description': 'Solar water heating', 'cost_min': 4000, 'cost_max': 6000, 'typical_saving': 79, 'energy_rating': 'C 79', 'env_rating': 'B 82', 'green_deal': 'Y'}, {'description': 'Solar photovoltaic panels, 2.5 kWp', 'cost_min': 3500, 'cost_max': 5500, 'typical_saving': 304, 'energy_rating': 'B 89', 'env_rating': 'B 91', 'green_deal': 'Y'}, {'description': 'Internal or external wall insulation', 'cost_min': 4000, 'cost_max': 14000, 'typical_saving': 272, 'energy_rating': 'C 70', 'env_rating': 'C 75', 'green_deal': 'Y'}, {'description': None, 'cost_min': None, 'cost_max': None, 'typical_saving': None, 'energy_rating': None, 'env_rating': None, 'green_deal': None}] | [{'description': 'Sandstone or limestone, as built, no insulation (assumed)', 'energy_rating': 'Poor', 'env_rating': 'Poor'}] | [{'description': '(another dwelling above)', 'energy_rating': 'N/A', 'env_rating': 'N/A'}, {'description': 'Pitched, 300 mm loft insulation', 'energy_rating': 'Very Good', 'env_rating': 'Very Good'}] | [{'description': 'Solid, no insulation (assumed)', 'energy_rating': 'N/A', 'env_rating': 'N/A'}] | [{'description': 'Description: Fully double glazed', 'energy_rating': 'Good', 'env_rating': 'Good'}] | [{'description': 'Air source heat pump, radiators, electric', 'energy_rating': 'Poor', 'env_rating': 'Good'}] | [{'description': 'Programmer and room thermostat', 'energy_rating': 'Average', 'env_rating': 'Average'}] | [{'description': 'Room heaters, wood logs', 'energy_rating': 'N/A', 'env_rating': 'N/A'}] | [{'description': 'From main system', 'energy_rating': 'Poor', 'env_rating': 'Good'}] | [{'description': 'Low energy lighting in 30% of fixed outlets', 'energy_rating': 'Average', 'env_rating': 'Average'}] | [] | 27 | 23 | 164 | 0.6356589147286822 | 1.2000000000000002 | 0.3428571428571429 | 557 | TRUE | TRUE | TRUE | [{'description': 'Time and temperature zone control', 'cost_min': 350, 'cost_max': 450, 'typical_saving': 64, 'energy_rating': 'C 76', 'env_rating': 'C 80', 'green_deal': 'Y'}, {'description': 'Floor insulation (solid floor)', 'cost_min': 4000, 'cost_max': 6000, 'typical_saving': 107, 'energy_rating': 'C 73', 'env_rating': 'C 77', 'green_deal': 'Y'}, {'description': 'Low energy lighting for all fixed outlets', 'cost_min': None, 'cost_max': None, 'typical_saving': 35, 'energy_rating': 'C 74', 'env_rating': 'C 78', 'green_deal': 'N'}, {'description': 'Solar water heating', 'cost_min': 4000, 'cost_max': 6000, 'typical_saving': 79, 'energy_rating': 'C 79', 'env_rating': 'B 82', 'green_deal': 'Y'}, {'description': 'Solar photovoltaic panels, 2.5 kWp', 'cost_min': 3500, 'cost_max': 5500, 'typical_saving': 304, 'energy_rating': 'B 89', 'env_rating': 'B 91', 'green_deal': 'Y'}, {'description': 'Internal or external wall insulation', 'cost_min': 4000, 'cost_max': 14000, 'typical_saving': 272, 'energy_rating': 'C 70', 'env_rating': 'C 75', 'green_deal': 'Y'}, {'description': None, 'cost_min': None, 'cost_max': None, 'typical_saving': None, 'energy_rating': None, 'env_rating': None, 'green_deal': None}] | 15850 | 31950 | 23900 | 41.46443514644351 | 557 | -14267.0371 | -0.0021488 | [{'description': 'Time and temperature zone control', 'cost_min': 350, 'cost_max': 450, 'typical_saving': 64, 'energy_rating': 'C 76', 'env_rating': 'C 80', 'green_deal': 'Y'}, {'description': 'Floor insulation (solid floor)', 'cost_min': 4000, 'cost_max': 6000, 'typical_saving': 107, 'energy_rating': 'C 73', 'env_rating': 'C 77', 'green_deal': 'Y'}, {'description': 'Low energy lighting for all fixed outlets', 'cost_min': None, 'cost_max': None, 'typical_saving': 35, 'energy_rating': 'C 74', 'env_rating': 'C 78', 'green_deal': 'N'}, {'description': 'Solar water heating', 'cost_min': 4000, 'cost_max': 6000, 'typical_saving': 79, 'energy_rating': 'C 79', 'env_rating': 'B 82', 'green_deal': 'Y'}, {'description': 'Solar photovoltaic panels, 2.5 kWp', 'cost_min': 3500, 'cost_max': 5500, 'typical_saving': 304, 'energy_rating': 'B 89', 'env_rating': 'B 91', 'green_deal': 'Y'}, {'description': 'Internal or external wall insulation', 'cost_min': 4000, 'cost_max': 14000, 'typical_saving': 272, 'energy_rating': 'C 70', 'env_rating': 'C 75', 'green_deal': 'Y'}] | [{'description': 'Time and temperature zone control', 'capex_mid': np.float64(400.0), 'lifetime': np.int64(15), 'annual_cashflow': 64, 'npv': np.float64(264.2981144435578), 'irr': 0.1365383490952239}, {'description': 'Floor insulation (solid floor)', 'capex_mid': np.float64(5000.0), 'lifetime': np.int64(50), 'annual_cashflow': 107, 'npv': np.float64(-3046.615975720896), 'irr': 0.00268626391682969}, {'description': 'Low energy lighting for all fixed outlets', 'capex_mid': nan, 'lifetime': np.int64(20), 'annual_cashflow': 35, 'npv': nan, 'irr': nan}, {'description': 'Solar water heating', 'capex_mid': np.float64(5000.0), 'lifetime': np.int64(30), 'annual_cashflow': 79, 'npv': np.float64(-3785.5763688762568), 'irr': -0.04269038819611448}, {'description': 'Solar photovoltaic panels, 2.5 kWp', 'capex_mid': np.float64(4500.0), 'lifetime': np.int64(30), 'annual_cashflow': 304, 'npv': np.float64(173.22511217237937), 'irr': 0.053348799074474096}, {'description': 'Internal or external wall insulation', 'capex_mid': np.float64(9000.0), 'lifetime': np.int64(50), 'annual_cashflow': 272, 'npv': np.float64(-4034.3882747297553), 'irr': 0.017574244887170742}] | 42.908438061041295 | 145.73170731707316 | 19916666.666666664 | TRUE | FALSE | 1 | 4.651162790697675 | 0.011628 | 1.162790697674419 | FALSE | FALSE |  | Unknown | heat pump with radiators or underfloor heating | electricity | heat pump with radiators or underfloor heating ¦ electricity | TRUE | 0.3857142857142857 | 0.35938 | 0.2607251861978677 | 0.2211101766190075 | 0.7566854990583802 | 0.3962686556856806 | 2 | 43 | MidTerrace_2F | 6.5574 | 6.5574 | 8.0787 | A | 4.14 |  |  | 17.366999999999997 | 17.366999999999997 |  | 2.480999999999999 | 1.286079313261822 | 1.9291189698927331 | air_source_heat_pump_radiators_electric_poor_room_heaters_wood_logs | [{'main_heat': 'air_source_heat_pump_radiators_electric', 'main_energy': 'poor', 'secondary_heat': 'room_heaters_wood_logs'}] | Sandstone or limestone, as built, no insulation (assumed) | (another dwelling above) | Fully double glazed | sandstone_limestone_as_built_band_A | NIM | dbl_glz_pre_2003
1001063637 | 122035844 | 15 MAIN STREET | FINTRY | GLASGOW | G63 0XA | 56.0525 | -4.2221 | 2021-04-15 | RdSAP, existing dwelling | 2021-04-15 | 163 | 190 | 5625 | 282 | 71 | C | 90 | B | 75 | C | 92 | A | 26 | Description: Solar photovoltaic panels, 2.5 kWp; Indicative Cost: ¬£3,500 - ¬£5,500; Typical Saving: 304; Energy Rating after improvement: C 78; Environmental Rating after improvement: B 82; Green Deal Eligible: Y ¦ Description: Wind turbine; Indicative Cost: ¬£15,000 - ¬£25,000; Typical Saving: 676; Energy Rating after improvement: B 90; Environmental Rating after improvement: A 92; Green Deal Eligible: Y ¦ Description: Solar water heating; Indicative Cost: ¬£4,000 - ¬£6,000; Typical Saving: 94; Energy Rating after improvement: C 73; Environmental Rating after improvement: C 77; Green Deal Eligible: Y ¦ | Timber frame, as built, insulated (assumed) | Very Good | Very Good | Pitched, 270 mm loft insulation | Good | Good | Solid, insulated (assumed) | N/A | N/A | Description: Fully double glazed | Good | Good | Air source heat pump, radiators, electric | Poor | Good | Time and temperature zone control | Very Good | Very Good | Room heaters, wood logs | N/A | N/A | From main system | Poor | Good | Low energy lighting in all fixed outlets | Very Good | Very Good |  |  |  | 4.9 | 2.9 | 4458 | 4473 | 822 | 525 | 345 | 345 |  | Description: Biomass secondary heating ¦ Description: Air source heat pump ¦ | 12081 | 2534 | 0 | 0 | 0 |  |  | 2.1 | S01006074 (Strathendrick) | 71 | 0 | 34 | 34 | 100 |  |  | 1 | 6 |  | 6 | Stirling |  | heat pump with radiators or underfloor heating | electricity | 2207 | mechanical, extract only | Single | 100 | double glazing installed during or after 2002 | 0 | Array: Roof Area: 0%; Connection: not applicable (FGHRS or no PV); ¦ | FALSE | owner-occupied | marketed sale |  | 00RGMB | Forth and Endrick | 0 | Detached | House | S01013015 (Kippen and Fintry - 01) | 2021-04-15 11:54 | 0160-2735-3140-2699-2041 | 15 MAIN STREET ¦ G63 0XA | [{'description': 'Solar photovoltaic panels, 2.5 kWp', 'cost_min': 3500, 'cost_max': 5500, 'typical_saving': 304, 'energy_rating': 'C 78', 'env_rating': 'B 82', 'green_deal': 'Y'}, {'description': 'Wind turbine', 'cost_min': 15000, 'cost_max': 25000, 'typical_saving': 676, 'energy_rating': 'B 90', 'env_rating': 'A 92', 'green_deal': 'Y'}, {'description': 'Solar water heating', 'cost_min': 4000, 'cost_max': 6000, 'typical_saving': 94, 'energy_rating': 'C 73', 'env_rating': 'C 77', 'green_deal': 'Y'}, {'description': None, 'cost_min': None, 'cost_max': None, 'typical_saving': None, 'energy_rating': None, 'env_rating': None, 'green_deal': None}] | [{'description': 'Timber frame, as built, insulated (assumed)', 'energy_rating': 'Very Good', 'env_rating': 'Very Good'}] | [{'description': 'Pitched, 270 mm loft insulation', 'energy_rating': 'Good', 'env_rating': 'Good'}] | [{'description': 'Solid, insulated (assumed)', 'energy_rating': 'N/A', 'env_rating': 'N/A'}] | [{'description': 'Description: Fully double glazed', 'energy_rating': 'Good', 'env_rating': 'Good'}] | [{'description': 'Air source heat pump, radiators, electric', 'energy_rating': 'Poor', 'env_rating': 'Good'}] | [{'description': 'Time and temperature zone control', 'energy_rating': 'Very Good', 'env_rating': 'Very Good'}] | [{'description': 'Room heaters, wood logs', 'energy_rating': 'N/A', 'env_rating': 'N/A'}] | [{'description': 'From main system', 'energy_rating': 'Poor', 'env_rating': 'Good'}] | [{'description': 'Low energy lighting in all fixed outlets', 'energy_rating': 'Very Good', 'env_rating': 'Very Good'}] | [] | 19 | 17 | 92 | 0.5644171779141104 | 2.0000000000000004 | 0.4081632653061225 | 94 | TRUE | TRUE | TRUE | [{'description': 'Solar photovoltaic panels, 2.5 kWp', 'cost_min': 3500, 'cost_max': 5500, 'typical_saving': 304, 'energy_rating': 'C 78', 'env_rating': 'B 82', 'green_deal': 'Y'}, {'description': 'Wind turbine', 'cost_min': 15000, 'cost_max': 25000, 'typical_saving': 676, 'energy_rating': 'B 90', 'env_rating': 'A 92', 'green_deal': 'Y'}, {'description': 'Solar water heating', 'cost_min': 4000, 'cost_max': 6000, 'typical_saving': 94, 'energy_rating': 'C 73', 'env_rating': 'C 77', 'green_deal': 'Y'}, {'description': None, 'cost_min': None, 'cost_max': None, 'typical_saving': None, 'energy_rating': None, 'env_rating': None, 'green_deal': None}] | 22500 | 36500 | 29500 | 30 | 94 | -28054.9896 | -0.11296 | [{'description': 'Solar photovoltaic panels, 2.5 kWp', 'cost_min': 3500, 'cost_max': 5500, 'typical_saving': 304, 'energy_rating': 'C 78', 'env_rating': 'B 82', 'green_deal': 'Y'}, {'description': 'Wind turbine', 'cost_min': 15000, 'cost_max': 25000, 'typical_saving': 676, 'energy_rating': 'B 90', 'env_rating': 'A 92', 'green_deal': 'Y'}, {'description': 'Solar water heating', 'cost_min': 4000, 'cost_max': 6000, 'typical_saving': 94, 'energy_rating': 'C 73', 'env_rating': 'C 77', 'green_deal': 'Y'}] | [{'description': 'Solar photovoltaic panels, 2.5 kWp', 'capex_mid': np.float64(4500.0), 'lifetime': np.int64(30), 'annual_cashflow': 304, 'npv': np.float64(173.22511217237937), 'irr': 0.053348799074474096}, {'description': 'Wind turbine', 'capex_mid': np.float64(20000.0), 'lifetime': np.int64(30), 'annual_cashflow': 676, 'npv': np.float64(-9608.223105827206), 'irr': 0.0008993185370438361}, {'description': 'Solar water heating', 'capex_mid': np.float64(5000.0), 'lifetime': np.int64(30), 'annual_cashflow': 94, 'npv': np.float64(-3554.989603473014), 'irr': -0.03357709383761065}] | 313.82978723404256 | 320.6521739130435 | 14749999.999999996 | TRUE | FALSE | 1 | 3.1578947368421053 | 0.0052632 | 0.5263157894736842 | FALSE | FALSE |  | Unknown | heat pump with radiators or underfloor heating | electricity | heat pump with radiators or underfloor heating ¦ electricity | TRUE | 0.2714285714285714 | 0.26562 | 0.077406 | 0.4865067466266866 | 0.7333333333333332 | 0.3518326911104475 | 2 | 95 | Detached_2F | 11.937336386313325 | 7.958224257542215 | 8.779112128771107 |  | 4.2 | 39.79112128771108 | 167.12270940838653 | [6 empty] | air_source_heat_pump_radiators_electric_poor_room_heaters_wood_logs | [{'main_heat': 'air_source_heat_pump_radiators_electric', 'main_energy': 'poor', 'secondary_heat': 'room_heaters_wood_logs'}] | Timber frame, as built, insulated (assumed) | Pitched, 270 mm loft insulation | Fully double glazed | ND | ND | ND
1001664924 | 122009922 | 12 DUNMORE GARDENS | FINTRY | GLASGOW | G63 0XN | 56.0522 | -4.2233 | 2021-04-09 | RdSAP, existing dwelling | 2021-04-13 | 246 | 86 | 3594 | 771 | 63 | D | 81 | B | 67 | D | 84 | B | 42 | Description: Solar water heating; Indicative Cost: ¬£4,000 - ¬£6,000; Typical Saving: 133; Energy Rating after improvement: C 71; Environmental Rating after improvement: C 74; Green Deal Eligible: Y ¦ Description: Draughtproofing; Indicative Cost: ¬£80 - ¬£120; Typical Saving: 19; Energy Rating after improvement: D 65; Environmental Rating after improvement: D 68; Green Deal Eligible: Y ¦ Description: Low energy lighting for all fixed outlets; Indicative Cost: ¬£40; Typical Saving: 54; Energy Rating after improvement: D 66; Environmental Rating after improvement: C 70; Green Deal Eligible: N ¦ Description: Solar photovoltaic panels, 2.5 kWp; Indicative Cost: ¬£3,500 - ¬£5,500; Typical Saving: 295; Energy Rating after improvement: B 81; Environmental Rating after improvement: B 84; Green Deal Eligible: Y ¦ Description: Floor insulation (suspended floor); Indicative Cost: ¬£800 - ¬£1,200; Typical Saving: 52; Energy Rating after improvement: D 64; Environmental Rating after improvement: D 68; Green Deal Eligible: Y ¦ | Timber frame, as built, insulated (assumed) | Good | Good | Pitched, insulated (assumed) | Good | Good | Suspended, limited insulation (assumed) | N/A | N/A | Description: Fully double glazed | Average | Average | Air source heat pump, radiators, electric | Good | Very Good | Programmer, TRVs and bypass | Average | Average | None | N/A | N/A | From main system | Very Poor | Poor | No low energy lighting | Very Poor | Very Poor |  |  |  | 3.6 | 1.6 | 1917 | 1749 | 1278 | 873 | 399 | 201 |  | Description: Air source heat pump ¦ | 11026 | 2830 | 440 | 0 | 0 |  | 1992-1998 | 2.4 | S01006074 (Strathendrick) | 135 | 0 | 8 | 0 | 0 |  |  | 1 | 4 |  | 4 | Stirling |  | heat pump with radiators or underfloor heating | electricity | 2206 | natural | dual | 100 | double glazing, unknown install date | 0 | Array: Roof Area: 0%; Connection: not applicable (FGHRS or no PV); ¦ | FALSE | owner-occupied | none of the above |  | 00RGMB | Forth and Endrick | 0 | Semi-Detached | House | S01013015 (Kippen and Fintry - 01) | 2021-04-13 14:35 |  | 12 DUNMORE GARDENS ¦ G63 0XN | [{'description': 'Solar water heating', 'cost_min': 4000, 'cost_max': 6000, 'typical_saving': 133, 'energy_rating': 'C 71', 'env_rating': 'C 74', 'green_deal': 'Y'}, {'description': 'Draughtproofing', 'cost_min': 80, 'cost_max': 120, 'typical_saving': 19, 'energy_rating': 'D 65', 'env_rating': 'D 68', 'green_deal': 'Y'}, {'description': 'Low energy lighting for all fixed outlets', 'cost_min': None, 'cost_max': None, 'typical_saving': 54, 'energy_rating': 'D 66', 'env_rating': 'C 70', 'green_deal': 'N'}, {'description': 'Solar photovoltaic panels, 2.5 kWp', 'cost_min': 3500, 'cost_max': 5500, 'typical_saving': 295, 'energy_rating': 'B 81', 'env_rating': 'B 84', 'green_deal': 'Y'}, {'description': 'Floor insulation (suspended floor)', 'cost_min': 800, 'cost_max': 1200, 'typical_saving': 52, 'energy_rating': 'D 64', 'env_rating': 'D 68', 'green_deal': 'Y'}, {'description': None, 'cost_min': None, 'cost_max': None, 'typical_saving': None, 'energy_rating': None, 'env_rating': None, 'green_deal': None}] | [{'description': 'Timber frame, as built, insulated (assumed)', 'energy_rating': 'Good', 'env_rating': 'Good'}] | [{'description': 'Pitched, insulated (assumed)', 'energy_rating': 'Good', 'env_rating': 'Good'}] | [{'description': 'Suspended, limited insulation (assumed)', 'energy_rating': 'N/A', 'env_rating': 'N/A'}] | [{'description': 'Description: Fully double glazed', 'energy_rating': 'Average', 'env_rating': 'Average'}] | [{'description': 'Air source heat pump, radiators, electric', 'energy_rating': 'Good', 'env_rating': 'Very Good'}] | [{'description': 'Programmer, TRVs and bypass', 'energy_rating': 'Average', 'env_rating': 'Average'}] | [{'description': 'None', 'energy_rating': 'N/A', 'env_rating': 'N/A'}] | [{'description': 'From main system', 'energy_rating': 'Very Poor', 'env_rating': 'Poor'}] | [{'description': 'No low energy lighting', 'energy_rating': 'Very Poor', 'env_rating': 'Very Poor'}] | [] | 18 | 17 | 111 | 0.4512195121951219 | 2 | 0.5555555555555556 | 257 | TRUE | TRUE | TRUE | [{'description': 'Solar water heating', 'cost_min': 4000, 'cost_max': 6000, 'typical_saving': 133, 'energy_rating': 'C 71', 'env_rating': 'C 74', 'green_deal': 'Y'}, {'description': 'Draughtproofing', 'cost_min': 80, 'cost_max': 120, 'typical_saving': 19, 'energy_rating': 'D 65', 'env_rating': 'D 68', 'green_deal': 'Y'}, {'description': 'Low energy lighting for all fixed outlets', 'cost_min': None, 'cost_max': None, 'typical_saving': 54, 'energy_rating': 'D 66', 'env_rating': 'C 70', 'green_deal': 'N'}, {'description': 'Solar photovoltaic panels, 2.5 kWp', 'cost_min': 3500, 'cost_max': 5500, 'typical_saving': 295, 'energy_rating': 'B 81', 'env_rating': 'B 84', 'green_deal': 'Y'}, {'description': 'Floor insulation (suspended floor)', 'cost_min': 800, 'cost_max': 1200, 'typical_saving': 52, 'energy_rating': 'D 64', 'env_rating': 'D 68', 'green_deal': 'Y'}, {'description': None, 'cost_min': None, 'cost_max': None, 'typical_saving': None, 'energy_rating': None, 'env_rating': None, 'green_deal': None}] | 8380 | 12820 | 10600 | 31.66981132075472 | 257 | -6592.6477 | -0.01697 | [{'description': 'Solar water heating', 'cost_min': 4000, 'cost_max': 6000, 'typical_saving': 133, 'energy_rating': 'C 71', 'env_rating': 'C 74', 'green_deal': 'Y'}, {'description': 'Draughtproofing', 'cost_min': 80, 'cost_max': 120, 'typical_saving': 19, 'energy_rating': 'D 65', 'env_rating': 'D 68', 'green_deal': 'Y'}, {'description': 'Low energy lighting for all fixed outlets', 'cost_min': None, 'cost_max': None, 'typical_saving': 54, 'energy_rating': 'D 66', 'env_rating': 'C 70', 'green_deal': 'N'}, {'description': 'Solar photovoltaic panels, 2.5 kWp', 'cost_min': 3500, 'cost_max': 5500, 'typical_saving': 295, 'energy_rating': 'B 81', 'env_rating': 'B 84', 'green_deal': 'Y'}, {'description': 'Floor insulation (suspended floor)', 'cost_min': 800, 'cost_max': 1200, 'typical_saving': 52, 'energy_rating': 'D 64', 'env_rating': 'D 68', 'green_deal': 'Y'}] | [{'description': 'Solar water heating', 'capex_mid': np.float64(5000.0), 'lifetime': np.int64(30), 'annual_cashflow': 133, 'npv': np.float64(-2955.464013424584), 'irr': -0.01398084737641736}, {'description': 'Draughtproofing', 'capex_mid': np.float64(100.0), 'lifetime': np.int64(7), 'annual_cashflow': 19, 'npv': np.float64(9.9410945505538), 'irr': 0.07683762824124196}, {'description': 'Low energy lighting for all fixed outlets', 'capex_mid': nan, 'lifetime': np.int64(20), 'annual_cashflow': 54, 'npv': nan, 'irr': nan}, {'description': 'Solar photovoltaic panels, 2.5 kWp', 'capex_mid': np.float64(4500.0), 'lifetime': np.int64(30), 'annual_cashflow': 295, 'npv': np.float64(34.873052930434284), 'irr': 0.050678669392521636}, {'description': 'Floor insulation (suspended floor)', 'capex_mid': np.float64(1000.0), 'lifetime': np.int64(50), 'annual_cashflow': 52, 'npv': np.float64(-50.691876051276566), 'irr': 0.04668991687488777}] | 41.24513618677043 | 95.49549549549548 | 5300000 | TRUE | FALSE | 1 | 4.651162790697675 | 0.011628 | 1.162790697674419 | FALSE | FALSE |  | Unknown | heat pump with radiators or underfloor heating | electricity | heat pump with radiators or underfloor heating ¦ electricity | TRUE | 0.2571428571428571 | 0.26562 | 0.3627608012834606 | 0.1448897173035103 | 0.6906214689265535 | 0.3184331152057128 | 2 | 43 | SemiDetached_2F | 6.5574 | 6.5574 | 8.0787 | H | 4.8 | 19.6723 | 94.4271 | 14.686799999999998 | 14.686799999999998 | 0.1555358335322255 | 2.098114285714286 | 1.1826845974911726 | 1.774026896236759 | air_source_heat_pump_radiators_electric_good_none | [{'main_heat': 'air_source_heat_pump_radiators_electric', 'main_energy': 'good', 'secondary_heat': 'none'}] | Timber frame, as built, insulated (assumed) | Pitched, insulated (assumed) | Fully double glazed | timber_frame_as_built_bands_G_to_I | insulated_roof_150mm | dbl_glz_pre_2003
1001627541 | 122047250 | 14 BALGAIR CASTLE PARK | FINTRY | GLASGOW | G63 0LP | 56.0692 | -4.2445 | 2021-03-25 | RdSAP, existing dwelling | 2021-03-25 | 314 | 77 | 3339 | 570 | 58 | D | 65 | D | 84 | B | 86 | B | 20 | Description: Low energy lighting for all fixed outlets; Indicative Cost: ¬£20; Typical Saving: 18; Energy Rating after improvement: D 65; Environmental Rating after improvement: B 86; Green Deal Eligible: N ¦ Description: Internal or external wall insulation; Indicative Cost: ¬£4,000 - ¬£14,000; Typical Saving: 172; Energy Rating after improvement: D 64; Environmental Rating after improvement: B 86; Green Deal Eligible: Y ¦ | Park home wall, as built | Poor | Poor | Pitched, 150 mm loft insulation | Good | Good | Suspended, insulated | N/A | N/A | Description: Fully double glazed | Good | Good | Community scheme | Good | Very Good | Flat rate charging, programmer and TRVs | Average | Average | None | N/A | N/A | Electric instantaneous at point of use | Very Poor | Poor | Low energy lighting in 67% of fixed outlets | Good | Good |  |  |  | 1.5 | 0.2 | 2355 | 1848 | 729 | 729 | 255 | 192 |  | Description: Biomass community heating for some of heat generation ¦ | 12692 | 1287 | 519 | 0 | 3207 |  | 1984-1991 | 2.5 | S01006074 (Strathendrick) | 250 | 0 | 12 | 8 | 67 |  |  | 4 | 3 |  | 3 | Stirling |  | community heating system | biomass | 2305 | natural | Single | 0 | not defined | 0 | Array: Roof Area: 0%; Connection: not applicable (FGHRS or no PV); ¦ | FALSE | owner-occupied | ECO assessment |  | 00RGMB | Forth and Endrick | 0 | Detached | Park home | S01013015 (Kippen and Fintry - 01) | 2021-03-25 14:27 | 0150-2175-4170-2229-2681 | 14 BALGAIR CASTLE PARK ¦ G63 0LP | [{'description': 'Low energy lighting for all fixed outlets', 'cost_min': None, 'cost_max': None, 'typical_saving': 18, 'energy_rating': 'D 65', 'env_rating': 'B 86', 'green_deal': 'N'}, {'description': 'Internal or external wall insulation', 'cost_min': 4000, 'cost_max': 14000, 'typical_saving': 172, 'energy_rating': 'D 64', 'env_rating': 'B 86', 'green_deal': 'Y'}, {'description': None, 'cost_min': None, 'cost_max': None, 'typical_saving': None, 'energy_rating': None, 'env_rating': None, 'green_deal': None}] | [{'description': 'Park home wall, as built', 'energy_rating': 'Poor', 'env_rating': 'Poor'}] | [{'description': 'Pitched, 150 mm loft insulation', 'energy_rating': 'Good', 'env_rating': 'Good'}] | [{'description': 'Suspended, insulated', 'energy_rating': 'N/A', 'env_rating': 'N/A'}] | [{'description': 'Description: Fully double glazed', 'energy_rating': 'Good', 'env_rating': 'Good'}] | [{'description': 'Community scheme', 'energy_rating': 'Good', 'env_rating': 'Very Good'}] | [{'description': 'Flat rate charging, programmer and TRVs', 'energy_rating': 'Average', 'env_rating': 'Average'}] | [{'description': 'None', 'energy_rating': 'N/A', 'env_rating': 'N/A'}] | [{'description': 'Electric instantaneous at point of use', 'energy_rating': 'Very Poor', 'env_rating': 'Poor'}] | [{'description': 'Low energy lighting in 67% of fixed outlets', 'energy_rating': 'Good', 'env_rating': 'Good'}] | [] | 7 | 2 | 64 | 0.2038216560509554 | 1.3 | 0.8666666666666667 | 190 | TRUE | TRUE | TRUE | [{'description': 'Low energy lighting for all fixed outlets', 'cost_min': None, 'cost_max': None, 'typical_saving': 18, 'energy_rating': 'D 65', 'env_rating': 'B 86', 'green_deal': 'N'}, {'description': 'Internal or external wall insulation', 'cost_min': 4000, 'cost_max': 14000, 'typical_saving': 172, 'energy_rating': 'D 64', 'env_rating': 'B 86', 'green_deal': 'Y'}, {'description': None, 'cost_min': None, 'cost_max': None, 'typical_saving': None, 'energy_rating': None, 'env_rating': None, 'green_deal': None}] | 4000 | 14000 | 9000 | 50 | 190 | -5531.3742 | 0.0021413 | [{'description': 'Low energy lighting for all fixed outlets', 'cost_min': None, 'cost_max': None, 'typical_saving': 18, 'energy_rating': 'D 65', 'env_rating': 'B 86', 'green_deal': 'N'}, {'description': 'Internal or external wall insulation', 'cost_min': 4000, 'cost_max': 14000, 'typical_saving': 172, 'energy_rating': 'D 64', 'env_rating': 'B 86', 'green_deal': 'Y'}] | [{'description': 'Low energy lighting for all fixed outlets', 'capex_mid': nan, 'lifetime': np.int64(20), 'annual_cashflow': 18, 'npv': nan, 'irr': nan}, {'description': 'Internal or external wall insulation', 'capex_mid': np.float64(9000.0), 'lifetime': np.int64(50), 'annual_cashflow': 172, 'npv': np.float64(-5859.980820784992), 'irr': -0.0017684800917627808}] | 47.36842105263158 | 140.625 | 6923076.923076923 | TRUE | FALSE | 1 | 3.896103896103896 | 0.051948 | 5.194805194805195 | FALSE | FALSE |  | Unknown | community heating system | biomass | community heating system ¦ biomass | TRUE | 0.1 | 0.03125 | 0.3768710703065695 | 0.2133620689655172 | 0.6979574098218164 | 0.21376 | 2 | 38.5 | Detached_2F | 7.599342076785331 | 5.066228051190221 | 7.3331 | G | 5 | 25.331140255951105 | 126.65570127975552 | 15.6832 | 23.5248 | 0.1857381844030748 | 3.3606857142857143 | 1.4968156676281628 | 2.2452235014422444 | community_scheme_good_none | [{'main_heat': 'community_scheme', 'main_energy': 'good', 'secondary_heat': 'none'}] | Park home wall, as built | Pitched, 150 mm loft insulation | Fully double glazed | park_home_as_built_band_G | insulated_roof_150mm | dbl_glz_pre_2003
1001627544 | 122047253 | 26 BALGAIR CASTLE PARK | FINTRY | GLASGOW | G63 0LP | 56.0692 | -4.2445 | 2021-03-10 | RdSAP, existing dwelling | 2021-03-11 | 378 | 52 | 2514 | 174 | 57 | D | 60 | D | 89 | B | 91 | B | 16 | Description: Floor insulation (suspended floor); Indicative Cost: ¬£800 - ¬£1,200; Typical Saving: 26; Energy Rating after improvement: D 59; Environmental Rating after improvement: B 90; Green Deal Eligible: Y ¦ Description: Low energy lighting for all fixed outlets; Indicative Cost: ¬£40; Typical Saving: 32; Energy Rating after improvement: D 60; Environmental Rating after improvement: B 91; Green Deal Eligible: N ¦ | Park home wall, with external insulation | Poor | Poor | Pitched, insulated at rafters | Poor | Poor | Suspended, limited insulation (assumed) | N/A | N/A | Description: Fully double glazed | Average | Average | Community scheme | Good | Very Good | Flat rate charging, room thermostat only | Poor | Poor | None | N/A | N/A | Community scheme | Good | Very Good | Low energy lighting in 20% of fixed outlets | Poor | Poor |  |  |  | 0.8 | 0.1 | 1959 | 1893 | 312 | 312 | 243 | 135 |  | Description: Biomass community heating ¦ | 10273 | 1901 | 0 | 0 | 0 |  | 1984-1991 | 2.4 | S01006074 (Strathendrick) | 355 | 0 | 10 | 2 | 20 |  |  | 4 | 3 |  | 3 | Stirling |  | community heating system | biomass | 2303 | natural | Single | 0 | not defined | 0 | Array: Roof Area: 0%; Connection: not applicable (FGHRS or no PV); ¦ | FALSE | owner-occupied | ECO assessment |  | 00RGMB | Forth and Endrick | 0 | Detached | Park home | S01013015 (Kippen and Fintry - 01) | 2021-03-11 08:24 | 4600-1205-0722-6194-1793 | 26 BALGAIR CASTLE PARK ¦ G63 0LP | [{'description': 'Floor insulation (suspended floor)', 'cost_min': 800, 'cost_max': 1200, 'typical_saving': 26, 'energy_rating': 'D 59', 'env_rating': 'B 90', 'green_deal': 'Y'}, {'description': 'Low energy lighting for all fixed outlets', 'cost_min': None, 'cost_max': None, 'typical_saving': 32, 'energy_rating': 'D 60', 'env_rating': 'B 91', 'green_deal': 'N'}, {'description': None, 'cost_min': None, 'cost_max': None, 'typical_saving': None, 'energy_rating': None, 'env_rating': None, 'green_deal': None}] | [{'description': 'Park home wall, with external insulation', 'energy_rating': 'Poor', 'env_rating': 'Poor'}] | [{'description': 'Pitched, insulated at rafters', 'energy_rating': 'Poor', 'env_rating': 'Poor'}] | [{'description': 'Suspended, limited insulation (assumed)', 'energy_rating': 'N/A', 'env_rating': 'N/A'}] | [{'description': 'Description: Fully double glazed', 'energy_rating': 'Average', 'env_rating': 'Average'}] | [{'description': 'Community scheme', 'energy_rating': 'Good', 'env_rating': 'Very Good'}] | [{'description': 'Flat rate charging, room thermostat only', 'energy_rating': 'Poor', 'env_rating': 'Poor'}] | [{'description': 'None', 'energy_rating': 'N/A', 'env_rating': 'N/A'}] | [{'description': 'Community scheme', 'energy_rating': 'Good', 'env_rating': 'Very Good'}] | [{'description': 'Low energy lighting in 20% of fixed outlets', 'energy_rating': 'Poor', 'env_rating': 'Poor'}] | [] | 3 | 2 | 23 | 0.060847 | 0.7000000000000001 | 0.875 | 58 | TRUE | TRUE | TRUE | [{'description': 'Floor insulation (suspended floor)', 'cost_min': 800, 'cost_max': 1200, 'typical_saving': 26, 'energy_rating': 'D 59', 'env_rating': 'B 90', 'green_deal': 'Y'}, {'description': 'Low energy lighting for all fixed outlets', 'cost_min': None, 'cost_max': None, 'typical_saving': 32, 'energy_rating': 'D 60', 'env_rating': 'B 91', 'green_deal': 'N'}, {'description': None, 'cost_min': None, 'cost_max': None, 'typical_saving': None, 'energy_rating': None, 'env_rating': None, 'green_deal': None}] | 800 | 1200 | 1000 | 50 | 58 | 58.843676712037635 | 0.053772 | [{'description': 'Floor insulation (suspended floor)', 'cost_min': 800, 'cost_max': 1200, 'typical_saving': 26, 'energy_rating': 'D 59', 'env_rating': 'B 90', 'green_deal': 'Y'}, {'description': 'Low energy lighting for all fixed outlets', 'cost_min': None, 'cost_max': None, 'typical_saving': 32, 'energy_rating': 'D 60', 'env_rating': 'B 91', 'green_deal': 'N'}] | [{'description': 'Floor insulation (suspended floor)', 'capex_mid': np.float64(1000.0), 'lifetime': np.int64(50), 'annual_cashflow': 26, 'npv': np.float64(-525.3459380256385), 'irr': 0.010818559631748492}, {'description': 'Low energy lighting for all fixed outlets', 'capex_mid': nan, 'lifetime': np.int64(20), 'annual_cashflow': 32, 'npv': nan, 'irr': nan}] | 17.24137931034483 | 43.47826086956522 | 1428571.4285714284 | TRUE | TRUE | 1 | 5.769230769230769 | 0.076923 | 7.6923076923076925 | FALSE | FALSE |  | Unknown | community heating system | biomass | community heating system ¦ biomass | TRUE | 0.042857 | 0.03125 | 0.4511963735806006 | 0.065967 | 0.6731234866828085 | 0.1782153556913873 | 2 | 26 | Detached_2F | 6.244997998398398 | 4.163331998932265 | 6.881665999466133 | G | 4.8 | 20.81665999466133 | 99.91996797437436 | 12.2932 | 18.4398 | 0.1845456956584403 | 2.6342571428571433 | 1.3252061834188025 | 1.9878092751282035 | community_scheme_good_none | [{'main_heat': 'community_scheme', 'main_energy': 'good', 'secondary_heat': 'none'}] | Park home wall, with external insulation | Pitched, insulated at rafters | Fully double glazed | park_home_external_insulation_band_G | insulated_roof_100mm | dbl_glz_pre_2003
1001627545 | 122055718 | 28 BALGAIR CASTLE PARK | FINTRY | GLASGOW | G63 0LP | 56.0692 | -4.2445 | 2021-03-10 | RdSAP, existing dwelling | 2021-03-11 | 538 | 51 | 3663 | 348 | 41 | E | 46 | E | 79 | C | 82 | B | 33 | Description: Low energy lighting for all fixed outlets; Indicative Cost: ¬£20; Typical Saving: 15; Energy Rating after improvement: E 45; Environmental Rating after improvement: B 81; Green Deal Eligible: N ¦ Description: Replacement glazing units; Indicative Cost: ¬£1,000 - ¬£1,400; Typical Saving: 35; Energy Rating after improvement: E 46; Environmental Rating after improvement: B 82; Green Deal Eligible: Y ¦ Description: Floor insulation (suspended floor); Indicative Cost: ¬£800 - ¬£1,200; Typical Saving: 66; Energy Rating after improvement: E 44; Environmental Rating after improvement: B 81; Green Deal Eligible: Y ¦ | Park home wall, with external insulation | Very Poor | Very Poor | Pitched, no insulation (assumed) | Very Poor | Very Poor | Suspended, no insulation (assumed) | N/A | N/A | Description: Fully double glazed | Average | Average | Community scheme | Good | Very Good | Flat rate charging, programmer and room thermostat | Poor | Poor | Room heaters, electric | N/A | N/A | Community scheme | Good | Very Good | Low energy lighting in 60% of fixed outlets | Good | Good |  |  |  | 1.6 | 0.1 | 3168 | 2874 | 309 | 309 | 186 | 132 |  | Description: Biomass community heating ¦ | 14163 | 1889 | 3229 | 0 | 0 |  | 1976-1983 | 2.4 | S01006074 (Strathendrick) | 485 | 0 | 10 | 6 | 60 |  |  | 4 | 3 |  | 3 | Stirling |  | community heating system | biomass | 2304 | natural | Single | 0 | not defined | 0 | Array: Roof Area: 0%; Connection: not applicable (FGHRS or no PV); ¦ | FALSE | owner-occupied | ECO assessment |  | 00RGMB | Forth and Endrick | 0 | Detached | Park home | S01013015 (Kippen and Fintry - 01) | 2021-03-11 08:22 | 0150-2570-4170-2299-0641 | 28 BALGAIR CASTLE PARK ¦ G63 0LP | [{'description': 'Low energy lighting for all fixed outlets', 'cost_min': None, 'cost_max': None, 'typical_saving': 15, 'energy_rating': 'E 45', 'env_rating': 'B 81', 'green_deal': 'N'}, {'description': 'Replacement glazing units', 'cost_min': 1000, 'cost_max': 1400, 'typical_saving': 35, 'energy_rating': 'E 46', 'env_rating': 'B 82', 'green_deal': 'Y'}, {'description': 'Floor insulation (suspended floor)', 'cost_min': 800, 'cost_max': 1200, 'typical_saving': 66, 'energy_rating': 'E 44', 'env_rating': 'B 81', 'green_deal': 'Y'}, {'description': None, 'cost_min': None, 'cost_max': None, 'typical_saving': None, 'energy_rating': None, 'env_rating': None, 'green_deal': None}] | [{'description': 'Park home wall, with external insulation', 'energy_rating': 'Very Poor', 'env_rating': 'Very Poor'}] | [{'description': 'Pitched, no insulation (assumed)', 'energy_rating': 'Very Poor', 'env_rating': 'Very Poor'}] | [{'description': 'Suspended, no insulation (assumed)', 'energy_rating': 'N/A', 'env_rating': 'N/A'}] | [{'description': 'Description: Fully double glazed', 'energy_rating': 'Average', 'env_rating': 'Average'}] | [{'description': 'Community scheme', 'energy_rating': 'Good', 'env_rating': 'Very Good'}] | [{'description': 'Flat rate charging, programmer and room thermostat', 'energy_rating': 'Poor', 'env_rating': 'Poor'}] | [{'description': 'Room heaters, electric', 'energy_rating': 'N/A', 'env_rating': 'N/A'}] | [{'description': 'Community scheme', 'energy_rating': 'Good', 'env_rating': 'Very Good'}] | [{'description': 'Low energy lighting in 60% of fixed outlets', 'energy_rating': 'Good', 'env_rating': 'Good'}] | [] | 5 | 3 | 53 | 0.098513 | 1.5 | 0.9375 | 116 | TRUE | TRUE | TRUE | [{'description': 'Low energy lighting for all fixed outlets', 'cost_min': None, 'cost_max': None, 'typical_saving': 15, 'energy_rating': 'E 45', 'env_rating': 'B 81', 'green_deal': 'N'}, {'description': 'Replacement glazing units', 'cost_min': 1000, 'cost_max': 1400, 'typical_saving': 35, 'energy_rating': 'E 46', 'env_rating': 'B 82', 'green_deal': 'Y'}, {'description': 'Floor insulation (suspended floor)', 'cost_min': 800, 'cost_max': 1200, 'typical_saving': 66, 'energy_rating': 'E 44', 'env_rating': 'B 81', 'green_deal': 'Y'}, {'description': None, 'cost_min': None, 'cost_max': None, 'typical_saving': None, 'energy_rating': None, 'env_rating': None, 'green_deal': None}] | 1800 | 2600 | 2200 | 36.36363636363637 | 116 | -280.5652 | 0.039782 | [{'description': 'Low energy lighting for all fixed outlets', 'cost_min': None, 'cost_max': None, 'typical_saving': 15, 'energy_rating': 'E 45', 'env_rating': 'B 81', 'green_deal': 'N'}, {'description': 'Replacement glazing units', 'cost_min': 1000, 'cost_max': 1400, 'typical_saving': 35, 'energy_rating': 'E 46', 'env_rating': 'B 82', 'green_deal': 'Y'}, {'description': 'Floor insulation (suspended floor)', 'cost_min': 800, 'cost_max': 1200, 'typical_saving': 66, 'energy_rating': 'E 44', 'env_rating': 'B 81', 'green_deal': 'Y'}] | [{'description': 'Low energy lighting for all fixed outlets', 'capex_mid': nan, 'lifetime': np.int64(20), 'annual_cashflow': 15, 'npv': nan, 'irr': nan}, {'description': 'Replacement glazing units', 'capex_mid': np.float64(1200.0), 'lifetime': np.int64(25), 'annual_cashflow': 35, 'npv': np.float64(-706.7119401884339), 'irr': -0.022953439140485754}, {'description': 'Floor insulation (suspended floor)', 'capex_mid': np.float64(1000.0), 'lifetime': np.int64(50), 'annual_cashflow': 66, 'npv': np.float64(204.89108039645652), 'irr': 0.06287006638677584}] | 18.96551724137931 | 41.509433962264154 | 1466666.6666666667 | TRUE | FALSE | 1 | 5.8824 | 0.078431 | 7.8431 | FALSE | FALSE |  | Unknown | community heating system | biomass | community heating system ¦ biomass | TRUE | 0.071429 | 0.046875 | 0.4466837287134476 | 0.06298 | 0.6732956685499057 | 0.1906007692082966 | 2 | 25.5 | Detached_2F | 6.1847 | 4.123105625617661 | 6.8616 | F | 4.8 | 20.61552812723532 | 98.95453501072954 | 11.9052 | 17.8578 | 0.1804646952063763 | 2.5511142857142857 | 1.3041253226369225 | 1.9561879839553835 | community_scheme_good_room_heaters_electric | [{'main_heat': 'community_scheme', 'main_energy': 'good', 'secondary_heat': 'room_heaters_electric'}] | Park home wall, with external insulation | Pitched, no insulation (assumed) | Fully double glazed | park_home_external_insulation_band_F | uninsulated_roof | dbl_glz_pre_2003
1001627547 | 122047255 | 32 BALGAIR CASTLE PARK | FINTRY | GLASGOW | G63 0LP | 56.0692 | -4.2445 | 2021-03-05 | RdSAP, existing dwelling | 2021-03-17 | 270 | 64 | 2259 | 108 | 66 | D | 67 | D | 92 | A | 92 | A | 12 | Description: Low energy lighting for all fixed outlets; Indicative Cost: ¬£10; Typical Saving: 14; Energy Rating after improvement: D 67; Environmental Rating after improvement: A 92; Green Deal Eligible: N ¦ Description: Floor insulation (suspended floor); Indicative Cost: ¬£800 - ¬£1,200; Typical Saving: 22; Energy Rating after improvement: D 67; Environmental Rating after improvement: A 92; Green Deal Eligible: Y ¦ | Park home wall, with external insulation | Average | Average | Pitched, insulated (assumed) | Average | Average | Suspended, insulated (assumed) | N/A | N/A | Description: Fully double glazed | Average | Average | Community scheme | Good | Very Good | Charging system linked to use of community heating, programmer and room thermostat | Average | Average | None | N/A | N/A | Community scheme | Good | Very Good | Low energy lighting in 71% of fixed outlets | Very Good | Very Good |  |  |  | 0.7 | 0 | 1731 | 1671 | 318 | 318 | 210 | 162 |  | Description: Biomass community heating ¦ | 8879 | 2040 | 598 | 0 | 0 |  | 1999-2002 | 2.3 | S01006074 (Strathendrick) | 258 | 0 | 7 | 5 | 71 |  |  | 4 | 4 |  | 4 | Stirling |  | community heating system | biomass | 2309 | natural | Single | 0 | not defined | 0 | Array: Roof Area: 0%; Connection: not applicable (FGHRS or no PV); ¦ | FALSE | owner-occupied | none of the above |  | 00RGMB | Forth and Endrick | 0 | Detached | Park home | S01013015 (Kippen and Fintry - 01) | 2021-03-17 16:41 | 7600-1255-0722-0104-1793 | 32 BALGAIR CASTLE PARK ¦ G63 0LP | [{'description': 'Low energy lighting for all fixed outlets', 'cost_min': None, 'cost_max': None, 'typical_saving': 14, 'energy_rating': 'D 67', 'env_rating': 'A 92', 'green_deal': 'N'}, {'description': 'Floor insulation (suspended floor)', 'cost_min': 800, 'cost_max': 1200, 'typical_saving': 22, 'energy_rating': 'D 67', 'env_rating': 'A 92', 'green_deal': 'Y'}, {'description': None, 'cost_min': None, 'cost_max': None, 'typical_saving': None, 'energy_rating': None, 'env_rating': None, 'green_deal': None}] | [{'description': 'Park home wall, with external insulation', 'energy_rating': 'Average', 'env_rating': 'Average'}] | [{'description': 'Pitched, insulated (assumed)', 'energy_rating': 'Average', 'env_rating': 'Average'}] | [{'description': 'Suspended, insulated (assumed)', 'energy_rating': 'N/A', 'env_rating': 'N/A'}] | [{'description': 'Description: Fully double glazed', 'energy_rating': 'Average', 'env_rating': 'Average'}] | [{'description': 'Community scheme', 'energy_rating': 'Good', 'env_rating': 'Very Good'}] | [{'description': 'Charging system linked to use of community heating, programmer and room thermostat', 'energy_rating': 'Average', 'env_rating': 'Average'}] | [{'description': 'None', 'energy_rating': 'N/A', 'env_rating': 'N/A'}] | [{'description': 'Community scheme', 'energy_rating': 'Good', 'env_rating': 'Very Good'}] | [{'description': 'Low energy lighting in 71% of fixed outlets', 'energy_rating': 'Very Good', 'env_rating': 'Very Good'}] | [] | 1 | 0 | 12 | 0.044444 | 0.7 | 1 | 36 | TRUE | TRUE | TRUE | [{'description': 'Low energy lighting for all fixed outlets', 'cost_min': None, 'cost_max': None, 'typical_saving': 14, 'energy_rating': 'D 67', 'env_rating': 'A 92', 'green_deal': 'N'}, {'description': 'Floor insulation (suspended floor)', 'cost_min': 800, 'cost_max': 1200, 'typical_saving': 22, 'energy_rating': 'D 67', 'env_rating': 'A 92', 'green_deal': 'Y'}, {'description': None, 'cost_min': None, 'cost_max': None, 'typical_saving': None, 'energy_rating': None, 'env_rating': None, 'green_deal': None}] | 800 | 1200 | 1000 | 50 | 36 | -342.7867 | 0.026048 | [{'description': 'Low energy lighting for all fixed outlets', 'cost_min': None, 'cost_max': None, 'typical_saving': 14, 'energy_rating': 'D 67', 'env_rating': 'A 92', 'green_deal': 'N'}, {'description': 'Floor insulation (suspended floor)', 'cost_min': 800, 'cost_max': 1200, 'typical_saving': 22, 'energy_rating': 'D 67', 'env_rating': 'A 92', 'green_deal': 'Y'}] | [{'description': 'Low energy lighting for all fixed outlets', 'capex_mid': nan, 'lifetime': np.int64(20), 'annual_cashflow': 14, 'npv': nan, 'irr': nan}, {'description': 'Floor insulation (suspended floor)', 'capex_mid': np.float64(1000.0), 'lifetime': np.int64(50), 'annual_cashflow': 22, 'npv': np.float64(-598.3696398678479), 'irr': 0.003803706726000833}] | 27.77777777777778 | 83.33333333333333 | 1428571.4285714286 | TRUE | FALSE | 1 | 6.25 | 0.0625 | 6.25 | FALSE | FALSE |  | Unknown | community heating system | biomass | community heating system ¦ biomass | TRUE | 0.014286 | 0 | 0.4458564567509705 | 0.1264367816091954 | 0.6731234866828085 | 0.1688054002046119 | 2 | 32 | Detached_2F | 6.928203230275509 | 4.618802153517006 | 7.109401076758503 | I | 4.6 | 23.09401076758503 | 106.23244953089112 | 8.8178 | 13.2267 | 0.1245071544373438 | 1.8895285714285712 | 1.1223572133174509 | 1.6835358199761763 | community_scheme_good_none | [{'main_heat': 'community_scheme', 'main_energy': 'good', 'secondary_heat': 'none'}] | Park home wall, with external insulation | Pitched, insulated (assumed) | Fully double glazed | park_home_external_insulation_band_I | insulated_roof_150mm | dbl_glz_pre_2003
1234761004 | 122009974 | 5 MENZIES TERRACE | FINTRY | GLASGOW | G63 0YJ | 56.0583 | -4.2239 | 2021-02-01 | RdSAP, existing dwelling | 2021-02-01 | 197 | 235 | 5760 | 1965 | 58 | D | 78 | C | 50 | E | 72 | C | 52 | Description: Solar photovoltaic panels, 2.5 kWp; Indicative Cost: ¬£3,500 - ¬£5,500; Typical Saving: 304; Energy Rating after improvement: C 78; Environmental Rating after improvement: C 72; Green Deal Eligible: Y ¦ Description: Room-in-roof insulation; Indicative Cost: ¬£1,500 - ¬£2,700; Typical Saving: 483; Energy Rating after improvement: C 69; Environmental Rating after improvement: D 63; Green Deal Eligible: Y ¦ Description: Floor insulation (suspended floor); Indicative Cost: ¬£800 - ¬£1,200; Typical Saving: 136; Energy Rating after improvement: C 72; Environmental Rating after improvement: D 66; Green Deal Eligible: Y ¦ Description: Solar water heating; Indicative Cost: ¬£4,000 - ¬£6,000; Typical Saving: 35; Energy Rating after improvement: C 74; Environmental Rating after improvement: D 68; Green Deal Eligible: Y ¦ | Cavity wall, filled cavity ¦ Timber frame, as built, insulated (assumed) | Average ¦ Very Good | Average ¦ Very Good | Roof room(s), insulated (assumed) ¦ Roof room(s), limited insulation (assumed) | Good ¦ Poor | Good ¦ Poor | Suspended, insulated (assumed) ¦ Suspended, no insulation (assumed) | N/A ¦ N/A | N/A ¦ N/A | Description: Fully double glazed | Good | Good | Boiler and radiators, oil | Average | Good | Programmer, room thermostat and TRVs | Good | Good | None | N/A | N/A | From main system | Average | Average | Low energy lighting in all fixed outlets | Very Good | Very Good |  |  |  | 12 | 5 | 5022 | 3162 | 360 | 255 | 378 | 378 |  |  | 33340 | 2365 | 44 | 0 | 0 |  | 1965-1975 | 2.4 | S01006074 (Strathendrick) | 106 | 1 | 12 | 12 | 100 |  |  | 1 | 8 |  | 8 | Stirling |  | boiler with radiators or underfloor heating | oil | 2106 | natural | Single | 100 | double glazing installed during or after 2002 | 0 | Array: Roof Area: 0%; Connection: not applicable (FGHRS or no PV); ¦ | FALSE | owner-occupied | marketed sale |  | 00RGMB | Forth and Endrick | 0 | Detached | Bungalow | S01013015 (Kippen and Fintry - 01) | 2021-02-01 17:18 | 0494-1047-0232-0719-6220 | 5 MENZIES TERRACE ¦ G63 0YJ | [{'description': 'Solar photovoltaic panels, 2.5 kWp', 'cost_min': 3500, 'cost_max': 5500, 'typical_saving': 304, 'energy_rating': 'C 78', 'env_rating': 'C 72', 'green_deal': 'Y'}, {'description': 'Room-in-roof insulation', 'cost_min': 1500, 'cost_max': 2700, 'typical_saving': 483, 'energy_rating': 'C 69', 'env_rating': 'D 63', 'green_deal': 'Y'}, {'description': 'Floor insulation (suspended floor)', 'cost_min': 800, 'cost_max': 1200, 'typical_saving': 136, 'energy_rating': 'C 72', 'env_rating': 'D 66', 'green_deal': 'Y'}, {'description': 'Solar water heating', 'cost_min': 4000, 'cost_max': 6000, 'typical_saving': 35, 'energy_rating': 'C 74', 'env_rating': 'D 68', 'green_deal': 'Y'}, {'description': None, 'cost_min': None, 'cost_max': None, 'typical_saving': None, 'energy_rating': None, 'env_rating': None, 'green_deal': None}] | [{'description': 'Cavity wall, filled cavity', 'energy_rating': 'Average', 'env_rating': 'Average'}, {'description': 'Timber frame, as built, insulated (assumed)', 'energy_rating': 'Very Good', 'env_rating': 'Very Good'}] | [{'description': 'Roof room(s), insulated (assumed)', 'energy_rating': 'Good', 'env_rating': 'Good'}, {'description': 'Roof room(s), limited insulation (assumed)', 'energy_rating': 'Poor', 'env_rating': 'Poor'}] | [{'description': 'Suspended, insulated (assumed)', 'energy_rating': 'N/A', 'env_rating': 'N/A'}, {'description': 'Suspended, no insulation (assumed)', 'energy_rating': 'N/A', 'env_rating': 'N/A'}] | [{'description': 'Description: Fully double glazed', 'energy_rating': 'Good', 'env_rating': 'Good'}] | [{'description': 'Boiler and radiators, oil', 'energy_rating': 'Average', 'env_rating': 'Good'}] | [{'description': 'Programmer, room thermostat and TRVs', 'energy_rating': 'Good', 'env_rating': 'Good'}] | [{'description': 'None', 'energy_rating': 'N/A', 'env_rating': 'N/A'}] | [{'description': 'From main system', 'energy_rating': 'Average', 'env_rating': 'Average'}] | [{'description': 'Low energy lighting in all fixed outlets', 'energy_rating': 'Very Good', 'env_rating': 'Very Good'}] | [] | 20 | 22 | 91 | 0.4619289340101523 | 7 | 0.5833333333333334 | 655 | TRUE | TRUE | TRUE | [{'description': 'Solar photovoltaic panels, 2.5 kWp', 'cost_min': 3500, 'cost_max': 5500, 'typical_saving': 304, 'energy_rating': 'C 78', 'env_rating': 'C 72', 'green_deal': 'Y'}, {'description': 'Room-in-roof insulation', 'cost_min': 1500, 'cost_max': 2700, 'typical_saving': 483, 'energy_rating': 'C 69', 'env_rating': 'D 63', 'green_deal': 'Y'}, {'description': 'Floor insulation (suspended floor)', 'cost_min': 800, 'cost_max': 1200, 'typical_saving': 136, 'energy_rating': 'C 72', 'env_rating': 'D 66', 'green_deal': 'Y'}, {'description': 'Solar water heating', 'cost_min': 4000, 'cost_max': 6000, 'typical_saving': 35, 'energy_rating': 'C 74', 'env_rating': 'D 68', 'green_deal': 'Y'}, {'description': None, 'cost_min': None, 'cost_max': None, 'typical_saving': None, 'energy_rating': None, 'env_rating': None, 'green_deal': None}] | 9800 | 15400 | 12600 | 34.92063492063492 | 655 | -1993.6479 | 0.03674 | [{'description': 'Solar photovoltaic panels, 2.5 kWp', 'cost_min': 3500, 'cost_max': 5500, 'typical_saving': 304, 'energy_rating': 'C 78', 'env_rating': 'C 72', 'green_deal': 'Y'}, {'description': 'Room-in-roof insulation', 'cost_min': 1500, 'cost_max': 2700, 'typical_saving': 483, 'energy_rating': 'C 69', 'env_rating': 'D 63', 'green_deal': 'Y'}, {'description': 'Floor insulation (suspended floor)', 'cost_min': 800, 'cost_max': 1200, 'typical_saving': 136, 'energy_rating': 'C 72', 'env_rating': 'D 66', 'green_deal': 'Y'}, {'description': 'Solar water heating', 'cost_min': 4000, 'cost_max': 6000, 'typical_saving': 35, 'energy_rating': 'C 74', 'env_rating': 'D 68', 'green_deal': 'Y'}] | [{'description': 'Solar photovoltaic panels, 2.5 kWp', 'capex_mid': np.float64(4500.0), 'lifetime': np.int64(30), 'annual_cashflow': 304, 'npv': np.float64(173.22511217237937), 'irr': 0.053348799074474096}, {'description': 'Room-in-roof insulation', 'capex_mid': np.float64(2100.0), 'lifetime': np.int64(50), 'annual_cashflow': 483, 'npv': np.float64(6717.6119974467965), 'irr': 0.22999264467076252}, {'description': 'Floor insulation (suspended floor)', 'capex_mid': np.float64(1000.0), 'lifetime': np.int64(50), 'annual_cashflow': 136, 'npv': np.float64(1482.8058626351228), 'irr': 0.13576606539096714}, {'description': 'Solar water heating', 'capex_mid': np.float64(5000.0), 'lifetime': np.int64(30), 'annual_cashflow': 35, 'npv': np.float64(-4461.964214059101), 'irr': -0.08087550550861955}] | 19.236641221374047 | 138.46153846153845 | 1800000 | TRUE | FALSE | 1 | 3.404255319148936 | 0.0042553 | 0.42553 | FALSE | FALSE |  | Unknown | boiler with radiators or underfloor heating | oil | boiler with radiators or underfloor heating ¦ oil | TRUE | 0.2857142857142857 | 0.34375 | 0.4239072658144786 | 0.2100795755968169 | 0.6748022598870055 | 0.3639622876183069 | 2 | 117.5 | Detached_2F | 13.275918047351755 | 8.850612031567836 | 9.225306015783918 | E | 4.8 | 44.25306015783919 | 212.41468875762808 | 36.4485 | 36.4485 | 0.1715912407620213 | 5.206928571428572 | 1.863138672854416 | 2.794708009281624 | boiler_radiators_oil_average_none | [{'main_heat': 'boiler_radiators_oil', 'main_energy': 'average', 'secondary_heat': 'none'}] | Cavity wall, filled cavity | Roof room(s), insulated (assumed) | Fully double glazed | cavity_filled_bands_A_to_E | insulated_roof_50mm | dbl_glz_pre_2003
1000238925 | 122009852 | 93 MAIN STREET | FINTRY | GLASGOW | G63 0XE | 56.0535 | -4.2255 | 2021-01-05 | RdSAP, existing dwelling | 2021-01-05 | 345 | 59 | 2916 | 108 | 64 | D | 65 | D | 60 | D | 62 | D | 58 | Description: Add additional 80¬†mm jacket to hot water cylinder; Indicative Cost: ¬£15 - ¬£30; Typical Saving: 36; Energy Rating after improvement: D 65; Environmental Rating after improvement: D 62; Green Deal Eligible: Y ¦ | Sandstone or limestone, as built, insulated (assumed) | Good | Good | Pitched, 200 mm loft insulation | Good | Good | (another dwelling below) | N/A | N/A | Description: Fully double glazed | Average | Average | Boiler and radiators, electric | Very Poor | Poor | Programmer, room thermostat and TRVs | Good | Good | None | N/A | N/A | From main system | Poor | Poor | Low energy lighting in all fixed outlets | Very Good | Very Good |  |  |  | 3.5 | 0.2 | 1878 | 1971 | 879 | 678 | 159 | 159 |  |  | 3960 | 2317 | 0 | 0 | 0 |  | 1984-1991 | 2.28 | S01006074 (Strathendrick) | 329 | 0 | 7 | 7 | 100 | top floor | 1 | 1 | 3 | no corridor | 3 | Stirling |  | boiler with radiators or underfloor heating | electricity | 2106 | natural | dual | 100 | double glazing installed before 2002 | 0 | Array: Roof Area: 0%; Connection: not applicable (FGHRS or no PV); ¦ | FALSE | owner-occupied | marketed sale |  | 00RGMB | Forth and Endrick | 0 | Mid-Terrace | Flat | S01013015 (Kippen and Fintry - 01) | 2021-01-05 20:52 | 0355-1002-2209-9789-3204 | 93 MAIN STREET ¦ G63 0XE | [{'description': 'Add additional 80\xa0mm jacket to hot water cylinder', 'cost_min': 15, 'cost_max': 30, 'typical_saving': 36, 'energy_rating': 'D 65', 'env_rating': 'D 62', 'green_deal': 'Y'}, {'description': None, 'cost_min': None, 'cost_max': None, 'typical_saving': None, 'energy_rating': None, 'env_rating': None, 'green_deal': None}] | [{'description': 'Sandstone or limestone, as built, insulated (assumed)', 'energy_rating': 'Good', 'env_rating': 'Good'}] | [{'description': 'Pitched, 200 mm loft insulation', 'energy_rating': 'Good', 'env_rating': 'Good'}] | [{'description': '(another dwelling below)', 'energy_rating': 'N/A', 'env_rating': 'N/A'}] | [{'description': 'Description: Fully double glazed', 'energy_rating': 'Average', 'env_rating': 'Average'}] | [{'description': 'Boiler and radiators, electric', 'energy_rating': 'Very Poor', 'env_rating': 'Poor'}] | [{'description': 'Programmer, room thermostat and TRVs', 'energy_rating': 'Good', 'env_rating': 'Good'}] | [{'description': 'None', 'energy_rating': 'N/A', 'env_rating': 'N/A'}] | [{'description': 'From main system', 'energy_rating': 'Poor', 'env_rating': 'Poor'}] | [{'description': 'Low energy lighting in all fixed outlets', 'energy_rating': 'Very Good', 'env_rating': 'Very Good'}] | [] | 1 | 2 | 16 | 0.046377 | 3.3 | 0.9428571428571428 | 36 | TRUE | TRUE | TRUE | [{'description': 'Add additional 80\xa0mm jacket to hot water cylinder', 'cost_min': 15, 'cost_max': 30, 'typical_saving': 36, 'energy_rating': 'D 65', 'env_rating': 'D 62', 'green_deal': 'Y'}, {'description': None, 'cost_min': None, 'cost_max': None, 'typical_saving': None, 'energy_rating': None, 'env_rating': None, 'green_deal': None}] | 15 | 30 | 22.5 | 15 | 36 | 351.16768937450126 | 1.5999990460575972 | [{'description': 'Add additional 80\xa0mm jacket to hot water cylinder', 'cost_min': 15, 'cost_max': 30, 'typical_saving': 36, 'energy_rating': 'D 65', 'env_rating': 'D 62', 'green_deal': 'Y'}] | [{'description': 'Add additional 80\xa0mm jacket to hot water cylinder', 'capex_mid': np.float64(22.5), 'lifetime': 15, 'annual_cashflow': 36, 'npv': np.float64(351.16768937450126), 'irr': 1.5999990460575972}] | 0.625 | 1.4062 | 6818.181818181818 | TRUE | TRUE | 1 | 5.084745762711865 | 0.016949 | 1.694915254237288 | TRUE | TRUE |  | Unknown | boiler with radiators or underfloor heating | electricity | boiler with radiators or underfloor heating ¦ electricity | TRUE | 0.014286 | 0.03125 | 0.45508 | 0.0021336 | 0.6666974833076527 | 0.1594936795731823 | 2 | 29.5 | MidTerrace_2F | 5.431390245600108 | 5.431390245600108 | 7.515695122800054 | G | 4.56 |  |  | 13.2424 | 13.2424 |  | 1.8917714285714289 | 1.1230231308307734 | 1.6845 | boiler_radiators_electric_very_poor_none | [{'main_heat': 'boiler_radiators_electric', 'main_energy': 'very_poor', 'secondary_heat': 'none'}] | Sandstone or limestone, as built, insulated (assumed) | Pitched, 200 mm loft insulation | Fully double glazed | sandstone_limestone_as_built_band_G | insulated_roof_200mm | dbl_glz_pre_2003
1001627539 | 122055715 | 11 BALGAIR CASTLE PARK | FINTRY | GLASGOW | G63 0LP | 56.0694 | -4.2441 | 2020-10-07 | RdSAP, existing dwelling | 2020-10-12 | 277 | 54 | 2019 | 159 | 66 | D | 69 | C | 92 | A | 93 | A | 13 | Description: Replacement glazing units; Indicative Cost: ¬£1,000 - ¬£1,400; Typical Saving: 26; Energy Rating after improvement: C 69; Environmental Rating after improvement: A 93; Green Deal Eligible: Y ¦ Description: Low energy lighting for all fixed outlets; Indicative Cost: ¬£40; Typical Saving: 27; Energy Rating after improvement: D 67; Environmental Rating after improvement: A 93; Green Deal Eligible: N ¦ | Park home wall, with external insulation | Average | Average | Pitched, 100 mm loft insulation | Average | Average | Suspended, insulated (assumed) | N/A | N/A | Description: Fully double glazed | Average | Average | Community scheme | Good | Very Good | Charging system linked to use of community heating, programmer and TRVs | Good | Good | None | N/A | N/A | Community scheme | Good | Very Good | Low energy lighting in 33% of fixed outlets | Average | Average |  |  |  | 0.7 | 0.1 | 1482 | 1416 | 306 | 306 | 231 | 138 |  | Description: Biomass community heating ¦ | 7604 | 1923 | 539 | 0 | 0 |  | 1999-2002 | 2.5 | S01006074 (Strathendrick) | 256 | 0 | 12 | 4 | 33 |  |  | 4 | 3 |  | 3 | Stirling |  | community heating system | biomass | 2306 | natural | Single | 0 | not defined | 0 | Array: Roof Area: 0%; Connection: not applicable (FGHRS or no PV); ¦ | FALSE | owner-occupied | FiT application |  | 00RGMB | Forth and Endrick | 0 | Detached | Park home | S01013015 (Kippen and Fintry - 01) | 2020-10-12 10:15 | 0339-1916-3200-5370-2200 | 11 BALGAIR CASTLE PARK ¦ G63 0LP | [{'description': 'Replacement glazing units', 'cost_min': 1000, 'cost_max': 1400, 'typical_saving': 26, 'energy_rating': 'C 69', 'env_rating': 'A 93', 'green_deal': 'Y'}, {'description': 'Low energy lighting for all fixed outlets', 'cost_min': None, 'cost_max': None, 'typical_saving': 27, 'energy_rating': 'D 67', 'env_rating': 'A 93', 'green_deal': 'N'}, {'description': None, 'cost_min': None, 'cost_max': None, 'typical_saving': None, 'energy_rating': None, 'env_rating': None, 'green_deal': None}] | [{'description': 'Park home wall, with external insulation', 'energy_rating': 'Average', 'env_rating': 'Average'}] | [{'description': 'Pitched, 100 mm loft insulation', 'energy_rating': 'Average', 'env_rating': 'Average'}] | [{'description': 'Suspended, insulated (assumed)', 'energy_rating': 'N/A', 'env_rating': 'N/A'}] | [{'description': 'Description: Fully double glazed', 'energy_rating': 'Average', 'env_rating': 'Average'}] | [{'description': 'Community scheme', 'energy_rating': 'Good', 'env_rating': 'Very Good'}] | [{'description': 'Charging system linked to use of community heating, programmer and TRVs', 'energy_rating': 'Good', 'env_rating': 'Good'}] | [{'description': 'None', 'energy_rating': 'N/A', 'env_rating': 'N/A'}] | [{'description': 'Community scheme', 'energy_rating': 'Good', 'env_rating': 'Very Good'}] | [{'description': 'Low energy lighting in 33% of fixed outlets', 'energy_rating': 'Average', 'env_rating': 'Average'}] | [] | 3 | 1 | 21 | 0.075812 | 0.6 | 0.8571428571428572 | 53 | TRUE | TRUE | TRUE | [{'description': 'Replacement glazing units', 'cost_min': 1000, 'cost_max': 1400, 'typical_saving': 26, 'energy_rating': 'C 69', 'env_rating': 'A 93', 'green_deal': 'Y'}, {'description': 'Low energy lighting for all fixed outlets', 'cost_min': None, 'cost_max': None, 'typical_saving': 27, 'energy_rating': 'D 67', 'env_rating': 'A 93', 'green_deal': 'N'}, {'description': None, 'cost_min': None, 'cost_max': None, 'typical_saving': None, 'energy_rating': None, 'env_rating': None, 'green_deal': None}] | 1000 | 1400 | 1200 | 25 | 53 | -453.0209 | 0.0077723 | [{'description': 'Replacement glazing units', 'cost_min': 1000, 'cost_max': 1400, 'typical_saving': 26, 'energy_rating': 'C 69', 'env_rating': 'A 93', 'green_deal': 'Y'}, {'description': 'Low energy lighting for all fixed outlets', 'cost_min': None, 'cost_max': None, 'typical_saving': 27, 'energy_rating': 'D 67', 'env_rating': 'A 93', 'green_deal': 'N'}] | [{'description': 'Replacement glazing units', 'capex_mid': np.float64(1200.0), 'lifetime': np.int64(25), 'annual_cashflow': 26, 'npv': np.float64(-833.5574412828365), 'irr': -0.04249714349134914}, {'description': 'Low energy lighting for all fixed outlets', 'capex_mid': nan, 'lifetime': np.int64(20), 'annual_cashflow': 27, 'npv': nan, 'irr': nan}] | 22.641509433962263 | 57.142857142857146 | 2000000 | TRUE | FALSE | 1 | 5.555555555555555 | 0.074074 | 7.4074074074074066 | FALSE | FALSE |  | Unknown | community heating system | biomass | community heating system ¦ biomass | TRUE | 0.042857 | 0.015625 | 0.4443908261371962 | 0.0867 | 0.6757062146892654 | 0.1763445837826266 | 2 | 27 | Detached_2F | 6.363961030678928 | 4.242640687119285 | 6.921320343559643 | I | 5 | 21.213203435596427 | 106.06601717798212 | 7.4358 | 11.1537 | 0.1051580920709386 | 1.5933857142857144 | 1.0307 | 1.5459878949812549 | community_scheme_good_none | [{'main_heat': 'community_scheme', 'main_energy': 'good', 'secondary_heat': 'none'}] | Park home wall, with external insulation | Pitched, 100 mm loft insulation | Fully double glazed | park_home_external_insulation_band_I | insulated_roof_100mm | dbl_glz_pre_2003
1001951902 | 122046986 | GREENVALE | FINTRY | GLASGOW | G63 0XG | 56.05282399999999 | -4.2206 | 2020-09-21 | RdSAP, existing dwelling | 2020-09-27 | 377 | 135 | 6597 | 3858 | 32 | F | 80 | C | 28 | F | 73 | C | 98 | Description: Internal or external wall insulation; Indicative Cost: ¬£4,000 - ¬£14,000; Typical Saving: 403; Energy Rating after improvement: D 55; Environmental Rating after improvement: E 47; Green Deal Eligible: Y ¦ Description: Floor insulation (suspended floor); Indicative Cost: ¬£800 - ¬£1,200; Typical Saving: 209; Energy Rating after improvement: D 62; Environmental Rating after improvement: E 54; Green Deal Eligible: Y ¦ Description: Replace boiler with new condensing boiler; Indicative Cost: ¬£2,200 - ¬£3,000; Typical Saving: 225; Energy Rating after improvement: C 70; Environmental Rating after improvement: D 64; Green Deal Eligible: Y ¦ Description: Solar water heating; Indicative Cost: ¬£4,000 - ¬£6,000; Typical Saving: 45; Energy Rating after improvement: C 72; Environmental Rating after improvement: D 66; Green Deal Eligible: Y ¦ Description: Solar photovoltaic panels, 2.5 kWp; Indicative Cost: ¬£3,500 - ¬£5,500; Typical Saving: 301; Energy Rating after improvement: C 80; Environmental Rating after improvement: C 73; Green Deal Eligible: Y ¦ Description: Low energy lighting for all fixed outlets; Indicative Cost: ¬£20; Typical Saving: 25; Energy Rating after improvement: D 63; Environmental Rating after improvement: E 54; Green Deal Eligible: N ¦ Description: Room-in-roof insulation; Indicative Cost: ¬£1,500 - ¬£2,700; Typical Saving: 379; Energy Rating after improvement: E 42; Environmental Rating after improvement: F 36; Green Deal Eligible: Y ¦ | Sandstone or limestone, as built, no insulation (assumed) | Very Poor | Very Poor | Pitched, 250 mm loft insulation ¦ Roof room(s), no insulation (assumed) | Good ¦ Very Poor | Good ¦ Very Poor | Suspended, no insulation (assumed) | N/A | N/A | Description: Mostly double glazing | Poor | Poor | Boiler and radiators, oil | Poor | Average | Programmer, room thermostat and TRVs | Good | Good | Room heaters, dual fuel (mineral and wood) | N/A | N/A | From main system | Poor | Poor | Low energy lighting in 67% of fixed outlets | Good | Good |  |  |  | 13 | 8.6 | 5655 | 2199 | 576 | 264 | 366 | 276 | Description: Biomass boiler (Exempted Appliance if in Smoke Control Area) ¦ |  | 27901 | 2763 | 0 | 0 | 5598 |  | before 1919 | 2.2 | S01006074 (Strathendrick) | 116 | 0 | 12 | 8 | 67 |  |  | 1 | 7 |  | 7 | Stirling |  | boiler with radiators or underfloor heating | oil | 2106 | natural | Single | 80 | double glazing installed before 2002 | 0 | Array: Roof Area: 0%; Connection: not applicable (FGHRS or no PV); ¦ | FALSE | owner-occupied | marketed sale |  | 00RGMB | Forth and Endrick | 0 | Detached | House | S01013015 (Kippen and Fintry - 01) | 2020-09-27 21:01 | 0190-2219-0110-2520-5981 | GREENVALE ¦ G63 0XG | [{'description': 'Internal or external wall insulation', 'cost_min': 4000, 'cost_max': 14000, 'typical_saving': 403, 'energy_rating': 'D 55', 'env_rating': 'E 47', 'green_deal': 'Y'}, {'description': 'Floor insulation (suspended floor)', 'cost_min': 800, 'cost_max': 1200, 'typical_saving': 209, 'energy_rating': 'D 62', 'env_rating': 'E 54', 'green_deal': 'Y'}, {'description': 'Replace boiler with new condensing boiler', 'cost_min': 2200, 'cost_max': 3000, 'typical_saving': 225, 'energy_rating': 'C 70', 'env_rating': 'D 64', 'green_deal': 'Y'}, {'description': 'Solar water heating', 'cost_min': 4000, 'cost_max': 6000, 'typical_saving': 45, 'energy_rating': 'C 72', 'env_rating': 'D 66', 'green_deal': 'Y'}, {'description': 'Solar photovoltaic panels, 2.5 kWp', 'cost_min': 3500, 'cost_max': 5500, 'typical_saving': 301, 'energy_rating': 'C 80', 'env_rating': 'C 73', 'green_deal': 'Y'}, {'description': 'Low energy lighting for all fixed outlets', 'cost_min': None, 'cost_max': None, 'typical_saving': 25, 'energy_rating': 'D 63', 'env_rating': 'E 54', 'green_deal': 'N'}, {'description': 'Room-in-roof insulation', 'cost_min': 1500, 'cost_max': 2700, 'typical_saving': 379, 'energy_rating': 'E 42', 'env_rating': 'F 36', 'green_deal': 'Y'}, {'description': None, 'cost_min': None, 'cost_max': None, 'typical_saving': None, 'energy_rating': None, 'env_rating': None, 'green_deal': None}] | [{'description': 'Sandstone or limestone, as built, no insulation (assumed)', 'energy_rating': 'Very Poor', 'env_rating': 'Very Poor'}] | [{'description': 'Pitched, 250 mm loft insulation', 'energy_rating': 'Good', 'env_rating': 'Good'}, {'description': 'Roof room(s), no insulation (assumed)', 'energy_rating': 'Very Poor', 'env_rating': 'Very Poor'}] | [{'description': 'Suspended, no insulation (assumed)', 'energy_rating': 'N/A', 'env_rating': 'N/A'}] | [{'description': 'Description: Mostly double glazing', 'energy_rating': 'Poor', 'env_rating': 'Poor'}] | [{'description': 'Boiler and radiators, oil', 'energy_rating': 'Poor', 'env_rating': 'Average'}] | [{'description': 'Programmer, room thermostat and TRVs', 'energy_rating': 'Good', 'env_rating': 'Good'}] | [{'description': 'Room heaters, dual fuel (mineral and wood)', 'energy_rating': 'N/A', 'env_rating': 'N/A'}] | [{'description': 'From main system', 'energy_rating': 'Poor', 'env_rating': 'Poor'}] | [{'description': 'Low energy lighting in 67% of fixed outlets', 'energy_rating': 'Good', 'env_rating': 'Good'}] | [] | 48 | 45 | 261 | 0.6923076923076923 | 4.4 | 0.3384615384615385 | 1286 | TRUE | TRUE | TRUE | [{'description': 'Internal or external wall insulation', 'cost_min': 4000, 'cost_max': 14000, 'typical_saving': 403, 'energy_rating': 'D 55', 'env_rating': 'E 47', 'green_deal': 'Y'}, {'description': 'Floor insulation (suspended floor)', 'cost_min': 800, 'cost_max': 1200, 'typical_saving': 209, 'energy_rating': 'D 62', 'env_rating': 'E 54', 'green_deal': 'Y'}, {'description': 'Replace boiler with new condensing boiler', 'cost_min': 2200, 'cost_max': 3000, 'typical_saving': 225, 'energy_rating': 'C 70', 'env_rating': 'D 64', 'green_deal': 'Y'}, {'description': 'Solar water heating', 'cost_min': 4000, 'cost_max': 6000, 'typical_saving': 45, 'energy_rating': 'C 72', 'env_rating': 'D 66', 'green_deal': 'Y'}, {'description': 'Solar photovoltaic panels, 2.5 kWp', 'cost_min': 3500, 'cost_max': 5500, 'typical_saving': 301, 'energy_rating': 'C 80', 'env_rating': 'C 73', 'green_deal': 'Y'}, {'description': 'Low energy lighting for all fixed outlets', 'cost_min': None, 'cost_max': None, 'typical_saving': 25, 'energy_rating': 'D 63', 'env_rating': 'E 54', 'green_deal': 'N'}, {'description': 'Room-in-roof insulation', 'cost_min': 1500, 'cost_max': 2700, 'typical_saving': 379, 'energy_rating': 'E 42', 'env_rating': 'F 36', 'green_deal': 'Y'}, {'description': None, 'cost_min': None, 'cost_max': None, 'typical_saving': None, 'energy_rating': None, 'env_rating': None, 'green_deal': None}] | 16000 | 32400 | 24200 | 38.603305785123965 | 1286 | -2507.89 | 0.04202 | [{'description': 'Internal or external wall insulation', 'cost_min': 4000, 'cost_max': 14000, 'typical_saving': 403, 'energy_rating': 'D 55', 'env_rating': 'E 47', 'green_deal': 'Y'}, {'description': 'Floor insulation (suspended floor)', 'cost_min': 800, 'cost_max': 1200, 'typical_saving': 209, 'energy_rating': 'D 62', 'env_rating': 'E 54', 'green_deal': 'Y'}, {'description': 'Replace boiler with new condensing boiler', 'cost_min': 2200, 'cost_max': 3000, 'typical_saving': 225, 'energy_rating': 'C 70', 'env_rating': 'D 64', 'green_deal': 'Y'}, {'description': 'Solar water heating', 'cost_min': 4000, 'cost_max': 6000, 'typical_saving': 45, 'energy_rating': 'C 72', 'env_rating': 'D 66', 'green_deal': 'Y'}, {'description': 'Solar photovoltaic panels, 2.5 kWp', 'cost_min': 3500, 'cost_max': 5500, 'typical_saving': 301, 'energy_rating': 'C 80', 'env_rating': 'C 73', 'green_deal': 'Y'}, {'description': 'Low energy lighting for all fixed outlets', 'cost_min': None, 'cost_max': None, 'typical_saving': 25, 'energy_rating': 'D 63', 'env_rating': 'E 54', 'green_deal': 'N'}, {'description': 'Room-in-roof insulation', 'cost_min': 1500, 'cost_max': 2700, 'typical_saving': 379, 'energy_rating': 'E 42', 'env_rating': 'F 36', 'green_deal': 'Y'}] | [{'description': 'Internal or external wall insulation', 'capex_mid': np.float64(9000.0), 'lifetime': np.int64(50), 'annual_cashflow': 403, 'npv': np.float64(-1642.8620393973927), 'irr': 0.037759595318182626}, {'description': 'Floor insulation (suspended floor)', 'capex_mid': np.float64(1000.0), 'lifetime': np.int64(50), 'annual_cashflow': 209, 'npv': np.float64(2815.488421255446), 'irr': 0.20898418332005364}, {'description': 'Replace boiler with new condensing boiler', 'capex_mid': np.float64(2600.0), 'lifetime': np.int64(17), 'annual_cashflow': 225, 'npv': np.float64(-63.33509424885939), 'irr': 0.04671849154559449}, {'description': 'Solar water heating', 'capex_mid': np.float64(5000.0), 'lifetime': np.int64(30), 'annual_cashflow': 45, 'npv': np.float64(-4308.239703790271), 'irr': -0.06974981319117679}, {'description': 'Solar photovoltaic panels, 2.5 kWp', 'capex_mid': np.float64(4500.0), 'lifetime': np.int64(30), 'annual_cashflow': 301, 'npv': np.float64(127.10775909173047), 'irr': 0.05246264499784581}, {'description': 'Low energy lighting for all fixed outlets', 'capex_mid': nan, 'lifetime': np.int64(20), 'annual_cashflow': 25, 'npv': nan, 'irr': nan}, {'description': 'Room-in-roof insulation', 'capex_mid': np.float64(2100.0), 'lifetime': np.int64(50), 'annual_cashflow': 379, 'npv': np.float64(4818.995749549351), 'irr': 0.1804310684759569}] | 18.818040435458787 | 92.72030651340997 | 5500000 | TRUE | FALSE | 1 | 5.185185185185185 | 0.0074074 | 0.7407407407407408 | FALSE | FALSE |  | Unknown | boiler with radiators or underfloor heating | oil | boiler with radiators or underfloor heating ¦ oil | TRUE | 0.6857142857142857 | 0.70312 | 0.4170701081968145 | 0.14068 | 0.6915254237288134 | 0.5831894729549618 | 2 | 67.5 | Detached_2F | 10.062305898749054 | 6.708203932499369 | 8.154101966249684 | A | 4.4 | 33.54101966249685 | 147.58048651498615 | 23.345 | 23.345 | 0.1581848694991896 | 3.335 | 1.4910846164230027 | 2.2366269246345043 | boiler_radiators_oil_poor_room_heaters_dual_fuel | [{'main_heat': 'boiler_radiators_oil', 'main_energy': 'poor', 'secondary_heat': 'room_heaters_dual_fuel'}] | Sandstone or limestone, as built, no insulation (assumed) | Pitched, 250 mm loft insulation | Mostly double glazing | sandstone_limestone_as_built_band_A | insulated_roof_250mm | NIM
1001185939 | 122061160 | 21 QUARRY ROAD | FINTRY | GLASGOW | G63 0XD | 56.0526 | -4.2244 | 2020-09-11 | RdSAP, existing dwelling | 2020-09-13 | 77 | 211 | 4401 | 0 | 87 | B | 87 | B | 89 | B | 89 | B | 13 |  | Timber frame, as built, insulated (assumed) | Good | Good | Roof room(s), insulated | Good | Good | Solid, insulated (assumed) | N/A | N/A | Description: Fully double glazed | Good | Good | Air source heat pump, underfloor, electric | Good | Very Good | Programmer and room thermostat | Average | Average | None | N/A | N/A | From main system | Average | Good | Low energy lighting in all fixed outlets | Very Good | Very Good |  |  |  | 2.7 | 0 | 3249 | 3249 | 792 | 792 | 360 | 360 |  | Description: Air source heat pump ¦ Description: Solar photovoltaics ¦ | 19346 | 2659 | 0 | 0 | 0 |  | 2003-2007 | 2.45 | S01006074 (Strathendrick) | 77 | 0 | 15 | 15 | 100 |  |  | 1 | 6 |  | 6 | Stirling |  | heat pump with radiators or underfloor heating | electricity | 2204 | natural | Single | 100 | double glazing installed during or after 2002 | 0 | Array: Roof Area: 25%; Connection: connected to dwelling‚Äôs electricity meter; ¦ | FALSE | owner-occupied | none of the above |  | 00RGMB | Forth and Endrick | 0 | Detached | House | S01013015 (Kippen and Fintry - 01) | 2020-09-13 22:56 | 9899-1011-3201-9650-8204 | 21 QUARRY ROAD ¦ G63 0XD | [] | [{'description': 'Timber frame, as built, insulated (assumed)', 'energy_rating': 'Good', 'env_rating': 'Good'}] | [{'description': 'Roof room(s), insulated', 'energy_rating': 'Good', 'env_rating': 'Good'}] | [{'description': 'Solid, insulated (assumed)', 'energy_rating': 'N/A', 'env_rating': 'N/A'}] | [{'description': 'Description: Fully double glazed', 'energy_rating': 'Good', 'env_rating': 'Good'}] | [{'description': 'Air source heat pump, underfloor, electric', 'energy_rating': 'Good', 'env_rating': 'Very Good'}] | [{'description': 'Programmer and room thermostat', 'energy_rating': 'Average', 'env_rating': 'Average'}] | [{'description': 'None', 'energy_rating': 'N/A', 'env_rating': 'N/A'}] | [{'description': 'From main system', 'energy_rating': 'Average', 'env_rating': 'Good'}] | [{'description': 'Low energy lighting in all fixed outlets', 'energy_rating': 'Very Good', 'env_rating': 'Very Good'}] | [] | 0 | 0 | 0 | 0 | 2.7 | 1 | 0 | TRUE | FALSE | TRUE | [] |  |  |  | 15 | 0 | 0 |  | [] | [] |  | 0 | 0 | FALSE | FALSE | 1 | 2.843601895734597 | 0.0047393 | 0.4739336492890995 | FALSE | FALSE |  | Unknown | heat pump with radiators or underfloor heating | electricity | heat pump with radiators or underfloor heating ¦ electricity | TRUE | 0 | 0 | 0.45041 | 0 | 0.6666666666666665 | 0.1450414011561233 | 2 | 105.5 | Detached_2F | 12.579745625409124 | 8.386497083606082 | 8.993248541803041 | J | 4.9 | 41.93248541803041 | 205.46917854834905 | 29.8755 | 29.8755 | 0.1454013697386247 | 4.2679285714285715 | 1.6867974728122266 | 2.5301962092183397 | air_source_heat_pump_underfloor_electric_good_none | [{'main_heat': 'air_source_heat_pump_underfloor_electric', 'main_energy': 'good', 'secondary_heat': 'none'}] | Timber frame, as built, insulated (assumed) | Roof room(s), insulated | Fully double glazed | timber_frame_as_built_band_J | insulated_roof_150mm | dbl_glz_post_2003
1001664938 | 122063109 | 3 DUNMORE GARDENS | FINTRY | GLASGOW | G63 0XN | 56.0527 | -4.2236 | 2020-09-07 | RdSAP, existing dwelling | 2020-09-07 | 320 | 123 | 7092 | 834 | 49 | E | 80 | C | 56 | D | 84 | B | 52 | Description: Solar photovoltaic panels, 2.5 kWp; Indicative Cost: ¬£3,500 - ¬£5,500; Typical Saving: 301; Energy Rating after improvement: D 64; Environmental Rating after improvement: C 69; Green Deal Eligible: Y ¦ Description: Floor insulation (suspended floor); Indicative Cost: ¬£800 - ¬£1,200; Typical Saving: 51; Energy Rating after improvement: E 50; Environmental Rating after improvement: D 57; Green Deal Eligible: Y ¦ Description: Solar water heating; Indicative Cost: ¬£4,000 - ¬£6,000; Typical Saving: 170; Energy Rating after improvement: E 54; Environmental Rating after improvement: D 60; Green Deal Eligible: Y ¦ Description: High performance external doors; Indicative Cost: ¬£1,000; Typical Saving: 56; Energy Rating after improvement: D 56; Environmental Rating after improvement: D 62; Green Deal Eligible: Y ¦ Description: Wind turbine; Indicative Cost: ¬£15,000 - ¬£25,000; Typical Saving: 669; Energy Rating after improvement: C 80; Environmental Rating after improvement: B 84; Green Deal Eligible: Y ¦ | Timber frame, as built, insulated (assumed) | Good | Good | Pitched, 270 mm loft insulation ¦ Pitched, insulated (assumed) | Good ¦ Good | Good ¦ Good | Suspended, insulated (assumed) | N/A | N/A | Description: Fully double glazed | Good | Good | Boiler and radiators, electric | Very Poor | Poor | Programmer, room thermostat and TRVs | Good | Good | Room heaters, wood logs | N/A | N/A | Electric immersion, standard tariff | Very Poor | Poor | Low energy lighting in all fixed outlets | Very Good | Very Good |  |  |  | 6.4 | 3.5 | 5595 | 5307 | 1224 | 678 | 273 | 273 |  | Description: Biomass secondary heating ¦ | 10562 | 2180 | 0 | 0 | 0 |  | 2003-2007 | 2.1 | S01006074 (Strathendrick) | 153 | 1 | 28 | 28 | 100 |  |  | 1 | 6 |  | 6 | Stirling |  | boiler with radiators or underfloor heating | electricity | 2106 | natural | Single | 100 | double glazing installed during or after 2002 | 0 | Array: Roof Area: 0%; Connection: not applicable (FGHRS or no PV); ¦ | FALSE | owner-occupied | marketed sale |  | 00RGMB | Forth and Endrick | 0 | Detached | House | S01013015 (Kippen and Fintry - 01) | 2020-09-07 15:53 | 0338-1016-3201-9040-6200 | 3 DUNMORE GARDENS ¦ G63 0XN | [{'description': 'Solar photovoltaic panels, 2.5 kWp', 'cost_min': 3500, 'cost_max': 5500, 'typical_saving': 301, 'energy_rating': 'D 64', 'env_rating': 'C 69', 'green_deal': 'Y'}, {'description': 'Floor insulation (suspended floor)', 'cost_min': 800, 'cost_max': 1200, 'typical_saving': 51, 'energy_rating': 'E 50', 'env_rating': 'D 57', 'green_deal': 'Y'}, {'description': 'Solar water heating', 'cost_min': 4000, 'cost_max': 6000, 'typical_saving': 170, 'energy_rating': 'E 54', 'env_rating': 'D 60', 'green_deal': 'Y'}, {'description': 'High performance external doors', 'cost_min': None, 'cost_max': None, 'typical_saving': 56, 'energy_rating': 'D 56', 'env_rating': 'D 62', 'green_deal': 'Y'}, {'description': 'Wind turbine', 'cost_min': 15000, 'cost_max': 25000, 'typical_saving': 669, 'energy_rating': 'C 80', 'env_rating': 'B 84', 'green_deal': 'Y'}, {'description': None, 'cost_min': None, 'cost_max': None, 'typical_saving': None, 'energy_rating': None, 'env_rating': None, 'green_deal': None}] | [{'description': 'Timber frame, as built, insulated (assumed)', 'energy_rating': 'Good', 'env_rating': 'Good'}] | [{'description': 'Pitched, 270 mm loft insulation', 'energy_rating': 'Good', 'env_rating': 'Good'}, {'description': 'Pitched, insulated (assumed)', 'energy_rating': 'Good', 'env_rating': 'Good'}] | [{'description': 'Suspended, insulated (assumed)', 'energy_rating': 'N/A', 'env_rating': 'N/A'}] | [{'description': 'Description: Fully double glazed', 'energy_rating': 'Good', 'env_rating': 'Good'}] | [{'description': 'Boiler and radiators, electric', 'energy_rating': 'Very Poor', 'env_rating': 'Poor'}] | [{'description': 'Programmer, room thermostat and TRVs', 'energy_rating': 'Good', 'env_rating': 'Good'}] | [{'description': 'Room heaters, wood logs', 'energy_rating': 'N/A', 'env_rating': 'N/A'}] | [{'description': 'Electric immersion, standard tariff', 'energy_rating': 'Very Poor', 'env_rating': 'Poor'}] | [{'description': 'Low energy lighting in all fixed outlets', 'energy_rating': 'Very Good', 'env_rating': 'Very Good'}] | [] | 31 | 28 | 167 | 0.52187 | 2.9000000000000004 | 0.45312 | 278 | TRUE | TRUE | TRUE | [{'description': 'Solar photovoltaic panels, 2.5 kWp', 'cost_min': 3500, 'cost_max': 5500, 'typical_saving': 301, 'energy_rating': 'D 64', 'env_rating': 'C 69', 'green_deal': 'Y'}, {'description': 'Floor insulation (suspended floor)', 'cost_min': 800, 'cost_max': 1200, 'typical_saving': 51, 'energy_rating': 'E 50', 'env_rating': 'D 57', 'green_deal': 'Y'}, {'description': 'Solar water heating', 'cost_min': 4000, 'cost_max': 6000, 'typical_saving': 170, 'energy_rating': 'E 54', 'env_rating': 'D 60', 'green_deal': 'Y'}, {'description': 'High performance external doors', 'cost_min': None, 'cost_max': None, 'typical_saving': 56, 'energy_rating': 'D 56', 'env_rating': 'D 62', 'green_deal': 'Y'}, {'description': 'Wind turbine', 'cost_min': 15000, 'cost_max': 25000, 'typical_saving': 669, 'energy_rating': 'C 80', 'env_rating': 'B 84', 'green_deal': 'Y'}, {'description': None, 'cost_min': None, 'cost_max': None, 'typical_saving': None, 'energy_rating': None, 'env_rating': None, 'green_deal': None}] | 23300 | 37700 | 30500 | 30.65573770491803 | 278 | -26226.4586 | -0.069175 | [{'description': 'Solar photovoltaic panels, 2.5 kWp', 'cost_min': 3500, 'cost_max': 5500, 'typical_saving': 301, 'energy_rating': 'D 64', 'env_rating': 'C 69', 'green_deal': 'Y'}, {'description': 'Floor insulation (suspended floor)', 'cost_min': 800, 'cost_max': 1200, 'typical_saving': 51, 'energy_rating': 'E 50', 'env_rating': 'D 57', 'green_deal': 'Y'}, {'description': 'Solar water heating', 'cost_min': 4000, 'cost_max': 6000, 'typical_saving': 170, 'energy_rating': 'E 54', 'env_rating': 'D 60', 'green_deal': 'Y'}, {'description': 'High performance external doors', 'cost_min': None, 'cost_max': None, 'typical_saving': 56, 'energy_rating': 'D 56', 'env_rating': 'D 62', 'green_deal': 'Y'}, {'description': 'Wind turbine', 'cost_min': 15000, 'cost_max': 25000, 'typical_saving': 669, 'energy_rating': 'C 80', 'env_rating': 'B 84', 'green_deal': 'Y'}] | [{'description': 'Solar photovoltaic panels, 2.5 kWp', 'capex_mid': np.float64(4500.0), 'lifetime': np.int64(30), 'annual_cashflow': 301, 'npv': np.float64(127.10775909173047), 'irr': 0.05246264499784581}, {'description': 'Floor insulation (suspended floor)', 'capex_mid': np.float64(1000.0), 'lifetime': np.int64(50), 'annual_cashflow': 51, 'npv': np.float64(-68.94780151182859), 'irr': 0.045482682084169834}, {'description': 'Solar water heating', 'capex_mid': np.float64(5000.0), 'lifetime': np.int64(30), 'annual_cashflow': 170, 'npv': np.float64(-2386.683325429919), 'irr': 0.0012823794660019594}, {'description': 'High performance external doors', 'capex_mid': nan, 'lifetime': np.int64(30), 'annual_cashflow': 56, 'npv': nan, 'irr': nan}, {'description': 'Wind turbine', 'capex_mid': np.float64(20000.0), 'lifetime': np.int64(30), 'annual_cashflow': 669, 'npv': np.float64(-9715.830263015385), 'irr': 0.00022556057126910112}] | 109.71223021582732 | 182.63473053892216 | 10517241.379310343 | TRUE | FALSE | 1 | 4.878048780487805 | 0.0081301 | 0.8130081300813009 | FALSE | FALSE |  | Unknown | boiler with radiators or underfloor heating | electricity | boiler with radiators or underfloor heating ¦ electricity | TRUE | 0.4428571428571428 | 0.4375 | 0.1017174944671885 | 0.2771009704728474 | 0.7142022209234364 | 0.4229743710133042 | 2 | 61.5 | Detached_2F | 9.604686356149273 | 6.4031242374328485 | 8.001562118716425 | J | 4.2 | 32.01562118716424 | 134.46560898608982 | 17.2475 | 17.2475 | 0.12827 | 2.4639285714285712 | 1.281647005855765 | 1.9224705087836471 | boiler_radiators_electric_very_poor_room_heaters_wood_logs | [{'main_heat': 'boiler_radiators_electric', 'main_energy': 'very_poor', 'secondary_heat': 'room_heaters_wood_logs'}] | Timber frame, as built, insulated (assumed) | Pitched, 270 mm loft insulation | Fully double glazed | timber_frame_as_built_band_J | insulated_roof_270mm | dbl_glz_post_2003
1001870878 | 122046975 | SPINNERS WELL | FINTRY | GLASGOW | G63 0YH | 56.05282399999999 | -4.2206 | 2020-09-01 | RdSAP, existing dwelling | 2020-09-03 | 186 | 247 | 5988 | 972 | 60 | D | 72 | C | 52 | E | 64 | D | 49 | Description: Replace boiler with new condensing boiler; Indicative Cost: ¬£2,200 - ¬£3,000; Typical Saving: 211; Energy Rating after improvement: D 66; Environmental Rating after improvement: D 59; Green Deal Eligible: Y ¦ Description: Solar water heating; Indicative Cost: ¬£4,000 - ¬£6,000; Typical Saving: 37; Energy Rating after improvement: D 67; Environmental Rating after improvement: D 60; Green Deal Eligible: Y ¦ Description: Solar photovoltaic panels, 2.5 kWp; Indicative Cost: ¬£3,500 - ¬£5,500; Typical Saving: 301; Energy Rating after improvement: C 72; Environmental Rating after improvement: D 64; Green Deal Eligible: Y ¦ Description: Floor insulation (suspended floor); Indicative Cost: ¬£800 - ¬£1,200; Typical Saving: 76; Energy Rating after improvement: D 62; Environmental Rating after improvement: E 54; Green Deal Eligible: Y ¦ | Timber frame, as built, insulated (assumed) | Good | Good | Pitched, insulated (assumed) ¦ Roof room(s), insulated | Good ¦ Good | Good ¦ Good | Suspended, insulated (assumed) | N/A | N/A | Description: Fully double glazed | Average | Average | Boiler and radiators, oil | Average | Average | Programmer, room thermostat and TRVs | Good | Good | None | N/A | N/A | From main system | Average | Average | Low energy lighting in 68% of fixed outlets | Good | Good |  |  |  | 12 | 2.8 | 5025 | 3996 | 444 | 501 | 519 | 519 | Description: Biomass boiler (Exempted Appliance if in Smoke Control Area) ¦ |  | 27298 | 2371 | 122 | 0 | 0 |  | 1999-2002 | 2.7 | S01006072 (Strathendrick) | 135 | 1 | 22 | 15 | 68 |  |  | 1 | 8 |  | 8 | Stirling |  | boiler with radiators or underfloor heating | oil | 2106 | natural | Single | 100 | double glazing installed before 2002 | 1 | Array: Roof Area: 0%; Connection: not applicable (FGHRS or no PV); ¦ | FALSE | owner-occupied | marketed sale |  | 00RGMB | Forth and Endrick | 0 | Detached | House | S01013015 (Kippen and Fintry - 01) | 2020-09-03 19:09 | 8800-1798-0022-4107-1103 | SPINNERS WELL ¦ G63 0YH | [{'description': 'Replace boiler with new condensing boiler', 'cost_min': 2200, 'cost_max': 3000, 'typical_saving': 211, 'energy_rating': 'D 66', 'env_rating': 'D 59', 'green_deal': 'Y'}, {'description': 'Solar water heating', 'cost_min': 4000, 'cost_max': 6000, 'typical_saving': 37, 'energy_rating': 'D 67', 'env_rating': 'D 60', 'green_deal': 'Y'}, {'description': 'Solar photovoltaic panels, 2.5 kWp', 'cost_min': 3500, 'cost_max': 5500, 'typical_saving': 301, 'energy_rating': 'C 72', 'env_rating': 'D 64', 'green_deal': 'Y'}, {'description': 'Floor insulation (suspended floor)', 'cost_min': 800, 'cost_max': 1200, 'typical_saving': 76, 'energy_rating': 'D 62', 'env_rating': 'E 54', 'green_deal': 'Y'}, {'description': None, 'cost_min': None, 'cost_max': None, 'typical_saving': None, 'energy_rating': None, 'env_rating': None, 'green_deal': None}] | [{'description': 'Timber frame, as built, insulated (assumed)', 'energy_rating': 'Good', 'env_rating': 'Good'}] | [{'description': 'Pitched, insulated (assumed)', 'energy_rating': 'Good', 'env_rating': 'Good'}, {'description': 'Roof room(s), insulated', 'energy_rating': 'Good', 'env_rating': 'Good'}] | [{'description': 'Suspended, insulated (assumed)', 'energy_rating': 'N/A', 'env_rating': 'N/A'}] | [{'description': 'Description: Fully double glazed', 'energy_rating': 'Average', 'env_rating': 'Average'}] | [{'description': 'Boiler and radiators, oil', 'energy_rating': 'Average', 'env_rating': 'Average'}] | [{'description': 'Programmer, room thermostat and TRVs', 'energy_rating': 'Good', 'env_rating': 'Good'}] | [{'description': 'None', 'energy_rating': 'N/A', 'env_rating': 'N/A'}] | [{'description': 'From main system', 'energy_rating': 'Average', 'env_rating': 'Average'}] | [{'description': 'Low energy lighting in 68% of fixed outlets', 'energy_rating': 'Good', 'env_rating': 'Good'}] | [] | 12 | 12 | 51 | 0.2741935483870967 | 9.2 | 0.7666666666666666 | 324 | TRUE | TRUE | TRUE | [{'description': 'Replace boiler with new condensing boiler', 'cost_min': 2200, 'cost_max': 3000, 'typical_saving': 211, 'energy_rating': 'D 66', 'env_rating': 'D 59', 'green_deal': 'Y'}, {'description': 'Solar water heating', 'cost_min': 4000, 'cost_max': 6000, 'typical_saving': 37, 'energy_rating': 'D 67', 'env_rating': 'D 60', 'green_deal': 'Y'}, {'description': 'Solar photovoltaic panels, 2.5 kWp', 'cost_min': 3500, 'cost_max': 5500, 'typical_saving': 301, 'energy_rating': 'C 72', 'env_rating': 'D 64', 'green_deal': 'Y'}, {'description': 'Floor insulation (suspended floor)', 'cost_min': 800, 'cost_max': 1200, 'typical_saving': 76, 'energy_rating': 'D 62', 'env_rating': 'E 54', 'green_deal': 'Y'}, {'description': None, 'cost_min': None, 'cost_max': None, 'typical_saving': None, 'energy_rating': None, 'env_rating': None, 'green_deal': None}] | 10500 | 15700 | 13100 | 28.946564885496183 | 324 | -8273.0068 | -0.023757 | [{'description': 'Replace boiler with new condensing boiler', 'cost_min': 2200, 'cost_max': 3000, 'typical_saving': 211, 'energy_rating': 'D 66', 'env_rating': 'D 59', 'green_deal': 'Y'}, {'description': 'Solar water heating', 'cost_min': 4000, 'cost_max': 6000, 'typical_saving': 37, 'energy_rating': 'D 67', 'env_rating': 'D 60', 'green_deal': 'Y'}, {'description': 'Solar photovoltaic panels, 2.5 kWp', 'cost_min': 3500, 'cost_max': 5500, 'typical_saving': 301, 'energy_rating': 'C 72', 'env_rating': 'D 64', 'green_deal': 'Y'}, {'description': 'Floor insulation (suspended floor)', 'cost_min': 800, 'cost_max': 1200, 'typical_saving': 76, 'energy_rating': 'D 62', 'env_rating': 'E 54', 'green_deal': 'Y'}] | [{'description': 'Replace boiler with new condensing boiler', 'capex_mid': np.float64(2600.0), 'lifetime': np.int64(17), 'annual_cashflow': 211, 'npv': np.float64(-221.1720217178194), 'irr': 0.038355838933817}, {'description': 'Solar water heating', 'capex_mid': np.float64(5000.0), 'lifetime': np.int64(30), 'annual_cashflow': 37, 'npv': np.float64(-4431.219312005335), 'irr': -0.07845833563456972}, {'description': 'Solar photovoltaic panels, 2.5 kWp', 'capex_mid': np.float64(4500.0), 'lifetime': np.int64(30), 'annual_cashflow': 301, 'npv': np.float64(127.10775909173047), 'irr': 0.05246264499784581}, {'description': 'Floor insulation (suspended floor)', 'capex_mid': np.float64(1000.0), 'lifetime': np.int64(50), 'annual_cashflow': 76, 'npv': np.float64(387.45033500198053), 'irr': 0.073843419986787}] | 40.4321 | 256.8627450980392 | 1423913.043478261 | TRUE | FALSE | 1 | 3.2388663967611335 | 0.0040486 | 0.4048582995951417 | FALSE | FALSE |  | Unknown | boiler with radiators or underfloor heating | oil | boiler with radiators or underfloor heating ¦ oil | TRUE | 0.1714285714285714 | 0.1875 | 0.3404194183705681 | 0.3897227856659905 | 0.6731024318349298 | 0.3011442958907663 | 2 | 123.5 | Detached_2F | 13.6107 | 9.073771725877464 | 9.336885862938733 | I | 5.4 | 45.36885863175493 | 244.99183661147663 | 34.108399999999996 | 34.108399999999996 | 0.1392225980741196 | 4.872628571428571 | 1.8023371070970733 | 2.7035 | boiler_radiators_oil_average_none | [{'main_heat': 'boiler_radiators_oil', 'main_energy': 'average', 'secondary_heat': 'none'}] | Timber frame, as built, insulated (assumed) | Pitched, insulated (assumed) | Fully double glazed | timber_frame_as_built_bands_G_to_I | insulated_roof_150mm | dbl_glz_pre_2003
1002143354 | 122009951 | 6 MENZIES AVENUE | FINTRY | GLASGOW | G63 0YE | 56.059 | -4.2255 | 2020-08-31 | RdSAP, existing dwelling | 2020-09-08 | 275 | 166 | 8337 | 2970 | 52 | E | 76 | C | 57 | D | 78 | C | 46 | Description: Cavity wall insulation; Indicative Cost: ¬£500 - ¬£1,500; Typical Saving: 335; Energy Rating after improvement: D 58; Environmental Rating after improvement: D 62; Green Deal Eligible: Y ¦ Description: Time and temperature zone control; Indicative Cost: ¬£350 - ¬£450; Typical Saving: 237; Energy Rating after improvement: D 68; Environmental Rating after improvement: C 71; Green Deal Eligible: Y ¦ Description: Floor insulation (suspended floor); Indicative Cost: ¬£800 - ¬£1,200; Typical Saving: 297; Energy Rating after improvement: D 63; Environmental Rating after improvement: D 67; Green Deal Eligible: Y ¦ Description: Low energy lighting for all fixed outlets; Indicative Cost: ¬£35; Typical Saving: 40; Energy Rating after improvement: D 64; Environmental Rating after improvement: D 67; Green Deal Eligible: N ¦ Description: Solar water heating; Indicative Cost: ¬£4,000 - ¬£6,000; Typical Saving: 83; Energy Rating after improvement: C 69; Environmental Rating after improvement: C 72; Green Deal Eligible: Y ¦ Description: Solar photovoltaic panels, 2.5 kWp; Indicative Cost: ¬£3,500 - ¬£5,500; Typical Saving: 301; Energy Rating after improvement: C 76; Environmental Rating after improvement: C 78; Green Deal Eligible: Y ¦ | Cavity wall, as built, no insulation (assumed) | Poor | Poor | Pitched, 200 mm loft insulation | Good | Good | Suspended, no insulation (assumed) | N/A | N/A | Description: Fully double glazed | Average | Average | Ground source heat pump, radiators, electric | Average | Good | Programmer and room thermostat | Average | Average | None | N/A | N/A | From main system | Poor | Good | Low energy lighting in 50% of fixed outlets | Good | Good |  |  |  | 7.7 | 3.6 | 7305 | 4734 | 570 | 324 | 462 | 309 | Description: External insulation with cavity wall insulation ¦ | Description: Ground source heat pump ¦ | 29675 | 1730 | 0 | 4123 | 0 |  | 1965-1975 | 2.4 | S01006074 (Strathendrick) | 147 | 0 | 14 | 7 | 50 |  |  | 1 | 6 |  | 6 | Stirling |  | heat pump with radiators or underfloor heating | electricity | 2204 | natural | Single | 100 | double glazing, unknown install date | 0 | Array: Roof Area: 0%; Connection: not applicable (FGHRS or no PV); ¦ | FALSE | owner-occupied | marketed sale |  | 00RGMB | Forth and Endrick | 0 | Detached | Bungalow | S01013015 (Kippen and Fintry - 01) | 2020-09-08 17:04 |  | 6 MENZIES AVENUE ¦ G63 0YE | [{'description': 'Cavity wall insulation', 'cost_min': 500, 'cost_max': 1500, 'typical_saving': 335, 'energy_rating': 'D 58', 'env_rating': 'D 62', 'green_deal': 'Y'}, {'description': 'Time and temperature zone control', 'cost_min': 350, 'cost_max': 450, 'typical_saving': 237, 'energy_rating': 'D 68', 'env_rating': 'C 71', 'green_deal': 'Y'}, {'description': 'Floor insulation (suspended floor)', 'cost_min': 800, 'cost_max': 1200, 'typical_saving': 297, 'energy_rating': 'D 63', 'env_rating': 'D 67', 'green_deal': 'Y'}, {'description': 'Low energy lighting for all fixed outlets', 'cost_min': None, 'cost_max': None, 'typical_saving': 40, 'energy_rating': 'D 64', 'env_rating': 'D 67', 'green_deal': 'N'}, {'description': 'Solar water heating', 'cost_min': 4000, 'cost_max': 6000, 'typical_saving': 83, 'energy_rating': 'C 69', 'env_rating': 'C 72', 'green_deal': 'Y'}, {'description': 'Solar photovoltaic panels, 2.5 kWp', 'cost_min': 3500, 'cost_max': 5500, 'typical_saving': 301, 'energy_rating': 'C 76', 'env_rating': 'C 78', 'green_deal': 'Y'}, {'description': None, 'cost_min': None, 'cost_max': None, 'typical_saving': None, 'energy_rating': None, 'env_rating': None, 'green_deal': None}] | [{'description': 'Cavity wall, as built, no insulation (assumed)', 'energy_rating': 'Poor', 'env_rating': 'Poor'}] | [{'description': 'Pitched, 200 mm loft insulation', 'energy_rating': 'Good', 'env_rating': 'Good'}] | [{'description': 'Suspended, no insulation (assumed)', 'energy_rating': 'N/A', 'env_rating': 'N/A'}] | [{'description': 'Description: Fully double glazed', 'energy_rating': 'Average', 'env_rating': 'Average'}] | [{'description': 'Ground source heat pump, radiators, electric', 'energy_rating': 'Average', 'env_rating': 'Good'}] | [{'description': 'Programmer and room thermostat', 'energy_rating': 'Average', 'env_rating': 'Average'}] | [{'description': 'None', 'energy_rating': 'N/A', 'env_rating': 'N/A'}] | [{'description': 'From main system', 'energy_rating': 'Poor', 'env_rating': 'Good'}] | [{'description': 'Low energy lighting in 50% of fixed outlets', 'energy_rating': 'Good', 'env_rating': 'Good'}] | [] | 24 | 21 | 128 | 0.4654545454545454 | 4.1 | 0.5324675324675324 | 990 | TRUE | TRUE | TRUE | [{'description': 'Cavity wall insulation', 'cost_min': 500, 'cost_max': 1500, 'typical_saving': 335, 'energy_rating': 'D 58', 'env_rating': 'D 62', 'green_deal': 'Y'}, {'description': 'Time and temperature zone control', 'cost_min': 350, 'cost_max': 450, 'typical_saving': 237, 'energy_rating': 'D 68', 'env_rating': 'C 71', 'green_deal': 'Y'}, {'description': 'Floor insulation (suspended floor)', 'cost_min': 800, 'cost_max': 1200, 'typical_saving': 297, 'energy_rating': 'D 63', 'env_rating': 'D 67', 'green_deal': 'Y'}, {'description': 'Low energy lighting for all fixed outlets', 'cost_min': None, 'cost_max': None, 'typical_saving': 40, 'energy_rating': 'D 64', 'env_rating': 'D 67', 'green_deal': 'N'}, {'description': 'Solar water heating', 'cost_min': 4000, 'cost_max': 6000, 'typical_saving': 83, 'energy_rating': 'C 69', 'env_rating': 'C 72', 'green_deal': 'Y'}, {'description': 'Solar photovoltaic panels, 2.5 kWp', 'cost_min': 3500, 'cost_max': 5500, 'typical_saving': 301, 'energy_rating': 'C 76', 'env_rating': 'C 78', 'green_deal': 'Y'}, {'description': None, 'cost_min': None, 'cost_max': None, 'typical_saving': None, 'energy_rating': None, 'env_rating': None, 'green_deal': None}] | 9150 | 14650 | 11900 | 32.857142857142854 | 990 | 3744.649901690703 | 0.074961 | [{'description': 'Cavity wall insulation', 'cost_min': 500, 'cost_max': 1500, 'typical_saving': 335, 'energy_rating': 'D 58', 'env_rating': 'D 62', 'green_deal': 'Y'}, {'description': 'Time and temperature zone control', 'cost_min': 350, 'cost_max': 450, 'typical_saving': 237, 'energy_rating': 'D 68', 'env_rating': 'C 71', 'green_deal': 'Y'}, {'description': 'Floor insulation (suspended floor)', 'cost_min': 800, 'cost_max': 1200, 'typical_saving': 297, 'energy_rating': 'D 63', 'env_rating': 'D 67', 'green_deal': 'Y'}, {'description': 'Low energy lighting for all fixed outlets', 'cost_min': None, 'cost_max': None, 'typical_saving': 40, 'energy_rating': 'D 64', 'env_rating': 'D 67', 'green_deal': 'N'}, {'description': 'Solar water heating', 'cost_min': 4000, 'cost_max': 6000, 'typical_saving': 83, 'energy_rating': 'C 69', 'env_rating': 'C 72', 'green_deal': 'Y'}, {'description': 'Solar photovoltaic panels, 2.5 kWp', 'cost_min': 3500, 'cost_max': 5500, 'typical_saving': 301, 'energy_rating': 'C 76', 'env_rating': 'C 78', 'green_deal': 'Y'}] | [{'description': 'Cavity wall insulation', 'capex_mid': np.float64(1000.0), 'lifetime': np.int64(50), 'annual_cashflow': 335, 'npv': np.float64(5115.735029285046), 'irr': 0.33499982176851617}, {'description': 'Time and temperature zone control', 'capex_mid': np.float64(400.0), 'lifetime': np.int64(15), 'annual_cashflow': 237, 'npv': np.float64(2059.9789550488), 'irr': 0.5919456746945182}, {'description': 'Floor insulation (suspended floor)', 'capex_mid': np.float64(1000.0), 'lifetime': np.int64(50), 'annual_cashflow': 297, 'npv': np.float64(4422.009861784055), 'irr': 0.29699933047182814}, {'description': 'Low energy lighting for all fixed outlets', 'capex_mid': nan, 'lifetime': np.int64(20), 'annual_cashflow': 40, 'npv': nan, 'irr': nan}, {'description': 'Solar water heating', 'capex_mid': np.float64(5000.0), 'lifetime': np.int64(30), 'annual_cashflow': 83, 'npv': np.float64(-3724.0865647687237), 'irr': -0.04014305039149901}, {'description': 'Solar photovoltaic panels, 2.5 kWp', 'capex_mid': np.float64(4500.0), 'lifetime': np.int64(30), 'annual_cashflow': 301, 'npv': np.float64(127.10775909173047), 'irr': 0.05246264499784581}] | 12.02020202020202 | 92.9688 | 2902439.0243902444 | TRUE | TRUE | 1 | 3.614457831325301 | 0.0060241 | 0.6024096385542169 | FALSE | FALSE |  | Unknown | heat pump with radiators or underfloor heating | electricity | heat pump with radiators or underfloor heating ¦ electricity | TRUE | 0.3428571428571428 | 0.32812 | 0.5002013807843464 | 0.1410560344827586 | 0.6797850351384869 | 0.3744409413787642 | 2 | 83 | Detached_2F | 11.157956802210698 | 7.438637868140465 | 8.519318934070233 | E | 4.8 | 37.193189340702325 | 178.52730883537114 | 27.8994 | 27.8994 | 0.1562752510078299 | 3.9856285714285713 | 1.6300569665768476 | 2.445085449865271 | ground_source_heat_pump_radiators_electric_average_none | [{'main_heat': 'ground_source_heat_pump_radiators_electric', 'main_energy': 'average', 'secondary_heat': 'none'}] | Cavity wall, as built, no insulation (assumed) | Pitched, 200 mm loft insulation | Fully double glazed | cavity_as_built_bands_A_to_E | insulated_roof_200mm | dbl_glz_pre_2003
1234761003 | 122009971 | 2 MENZIES TERRACE | FINTRY | GLASGOW | G63 0YJ | 56.0584 | -4.224 | 2020-07-22 | RdSAP, existing dwelling | 2020-07-26 | 745 | 129 | 10596 | 5778 | 32 | F | 77 | C | 18 | G | 54 | E | 126 | Description: Room-in-roof insulation; Indicative Cost: ¬£1,500 - ¬£2,700; Typical Saving: 443; Energy Rating after improvement: E 42; Environmental Rating after improvement: F 27; Green Deal Eligible: Y ¦ Description: Cavity wall insulation; Indicative Cost: ¬£500 - ¬£1,500; Typical Saving: 331; Energy Rating after improvement: E 48; Environmental Rating after improvement: F 32; Green Deal Eligible: Y ¦ Description: Low energy lighting for all fixed outlets; Indicative Cost: ¬£20; Typical Saving: 23; Energy Rating after improvement: D 55; Environmental Rating after improvement: F 38; Green Deal Eligible: N ¦ Description: High heat retention storage heaters and dual immersion cylinder; Indicative Cost: ¬£2,800 - ¬£4,200; Typical Saving: 587; Energy Rating after improvement: D 67; Environmental Rating after improvement: E 45; Green Deal Eligible: Y ¦ Description: Solar water heating; Indicative Cost: ¬£4,000 - ¬£6,000; Typical Saving: 69; Energy Rating after improvement: C 69; Environmental Rating after improvement: E 48; Green Deal Eligible: Y ¦ Description: Floor insulation (solid floor); Indicative Cost: ¬£4,000 - ¬£6,000; Typical Saving: 293; Energy Rating after improvement: E 54; Environmental Rating after improvement: F 38; Green Deal Eligible: Y ¦ Description: Flat roof insulation; Indicative Cost: ¬£850 - ¬£1,500; Typical Saving: 180; Energy Rating after improvement: F 35; Environmental Rating after improvement: F 21; Green Deal Eligible: Y ¦ Description: Solar photovoltaic panels, 2.5 kWp; Indicative Cost: ¬£3,500 - ¬£5,500; Typical Saving: 317; Energy Rating after improvement: C 77; Environmental Rating after improvement: E 54; Green Deal Eligible: Y ¦ | Cavity wall, as built, no insulation (assumed) ¦ Cavity wall, as built, partial insulation (assumed) | Poor ¦ Average | Poor ¦ Average | Flat, limited insulation (assumed) ¦ Roof room(s), ceiling insulated | Poor ¦ Average | Poor ¦ Average | Solid, no insulation (assumed) | N/A | N/A | Description: Fully double glazed | Average | Average | Electric storage heaters | Average | Very Poor | Manual charge control | Poor | Poor | Room heaters, electric | N/A | N/A | Electric immersion, off-peak | Very Poor | Poor | Low energy lighting in 67% of fixed outlets | Good | Good |  |  |  | 16 | 8.8 | 9111 | 4116 | 1089 | 405 | 396 | 297 | Description: External insulation with cavity wall insulation ¦ Description: Biomass boiler (Exempted Appliance if in Smoke Control Area) ¦ Description: Air or ground source heat pump ¦ |  | 28442 | 2153 | 879 | 2991 | 0 |  | 1965-1975 | 2.47 | S01006074 (Strathendrick) | 329 | 1 | 12 | 8 | 67 |  |  | 1 | 7 |  | 7 | Stirling |  | electric storage heaters | electricity | 2401 | natural | Unknown | 100 | double glazing installed before 2002 | 0 | Array: Roof Area: 0%; Connection: not applicable (FGHRS or no PV); ¦ | FALSE | owner-occupied | marketed sale |  | 00RGMB | Forth and Endrick | 0 | Detached | House | S01013015 (Kippen and Fintry - 01) | 2020-07-26 17:11 | 3610-0623-0430-2142-7226 | 2 MENZIES TERRACE ¦ G63 0YJ | [{'description': 'Room-in-roof insulation', 'cost_min': 1500, 'cost_max': 2700, 'typical_saving': 443, 'energy_rating': 'E 42', 'env_rating': 'F 27', 'green_deal': 'Y'}, {'description': 'Cavity wall insulation', 'cost_min': 500, 'cost_max': 1500, 'typical_saving': 331, 'energy_rating': 'E 48', 'env_rating': 'F 32', 'green_deal': 'Y'}, {'description': 'Low energy lighting for all fixed outlets', 'cost_min': None, 'cost_max': None, 'typical_saving': 23, 'energy_rating': 'D 55', 'env_rating': 'F 38', 'green_deal': 'N'}, {'description': 'High heat retention storage heaters and dual immersion cylinder', 'cost_min': 2800, 'cost_max': 4200, 'typical_saving': 587, 'energy_rating': 'D 67', 'env_rating': 'E 45', 'green_deal': 'Y'}, {'description': 'Solar water heating', 'cost_min': 4000, 'cost_max': 6000, 'typical_saving': 69, 'energy_rating': 'C 69', 'env_rating': 'E 48', 'green_deal': 'Y'}, {'description': 'Floor insulation (solid floor)', 'cost_min': 4000, 'cost_max': 6000, 'typical_saving': 293, 'energy_rating': 'E 54', 'env_rating': 'F 38', 'green_deal': 'Y'}, {'description': 'Flat roof insulation', 'cost_min': 850, 'cost_max': 1500, 'typical_saving': 180, 'energy_rating': 'F 35', 'env_rating': 'F 21', 'green_deal': 'Y'}, {'description': 'Solar photovoltaic panels, 2.5 kWp', 'cost_min': 3500, 'cost_max': 5500, 'typical_saving': 317, 'energy_rating': 'C 77', 'env_rating': 'E 54', 'green_deal': 'Y'}, {'description': None, 'cost_min': None, 'cost_max': None, 'typical_saving': None, 'energy_rating': None, 'env_rating': None, 'green_deal': None}] | [{'description': 'Cavity wall, as built, no insulation (assumed)', 'energy_rating': 'Poor', 'env_rating': 'Poor'}, {'description': 'Cavity wall, as built, partial insulation (assumed)', 'energy_rating': 'Average', 'env_rating': 'Average'}] | [{'description': 'Flat, limited insulation (assumed)', 'energy_rating': 'Poor', 'env_rating': 'Poor'}, {'description': 'Roof room(s), ceiling insulated', 'energy_rating': 'Average', 'env_rating': 'Average'}] | [{'description': 'Solid, no insulation (assumed)', 'energy_rating': 'N/A', 'env_rating': 'N/A'}] | [{'description': 'Description: Fully double glazed', 'energy_rating': 'Average', 'env_rating': 'Average'}] | [{'description': 'Electric storage heaters', 'energy_rating': 'Average', 'env_rating': 'Very Poor'}] | [{'description': 'Manual charge control', 'energy_rating': 'Poor', 'env_rating': 'Poor'}] | [{'description': 'Room heaters, electric', 'energy_rating': 'N/A', 'env_rating': 'N/A'}] | [{'description': 'Electric immersion, off-peak', 'energy_rating': 'Very Poor', 'env_rating': 'Poor'}] | [{'description': 'Low energy lighting in 67% of fixed outlets', 'energy_rating': 'Good', 'env_rating': 'Good'}] | [] | 45 | 36 | 416 | 0.5583892617449664 | 7.199999999999999 | 0.4499999999999999 | 1926 | TRUE | TRUE | TRUE | [{'description': 'Room-in-roof insulation', 'cost_min': 1500, 'cost_max': 2700, 'typical_saving': 443, 'energy_rating': 'E 42', 'env_rating': 'F 27', 'green_deal': 'Y'}, {'description': 'Cavity wall insulation', 'cost_min': 500, 'cost_max': 1500, 'typical_saving': 331, 'energy_rating': 'E 48', 'env_rating': 'F 32', 'green_deal': 'Y'}, {'description': 'Low energy lighting for all fixed outlets', 'cost_min': None, 'cost_max': None, 'typical_saving': 23, 'energy_rating': 'D 55', 'env_rating': 'F 38', 'green_deal': 'N'}, {'description': 'High heat retention storage heaters and dual immersion cylinder', 'cost_min': 2800, 'cost_max': 4200, 'typical_saving': 587, 'energy_rating': 'D 67', 'env_rating': 'E 45', 'green_deal': 'Y'}, {'description': 'Solar water heating', 'cost_min': 4000, 'cost_max': 6000, 'typical_saving': 69, 'energy_rating': 'C 69', 'env_rating': 'E 48', 'green_deal': 'Y'}, {'description': 'Floor insulation (solid floor)', 'cost_min': 4000, 'cost_max': 6000, 'typical_saving': 293, 'energy_rating': 'E 54', 'env_rating': 'F 38', 'green_deal': 'Y'}, {'description': 'Flat roof insulation', 'cost_min': 850, 'cost_max': 1500, 'typical_saving': 180, 'energy_rating': 'F 35', 'env_rating': 'F 21', 'green_deal': 'Y'}, {'description': 'Solar photovoltaic panels, 2.5 kWp', 'cost_min': 3500, 'cost_max': 5500, 'typical_saving': 317, 'energy_rating': 'C 77', 'env_rating': 'E 54', 'green_deal': 'Y'}, {'description': None, 'cost_min': None, 'cost_max': None, 'typical_saving': None, 'energy_rating': None, 'env_rating': None, 'green_deal': None}] | 17150 | 27400 | 22275 | 36.75645342312009 | 1926 | 9594.236388779716 | 0.081275 | [{'description': 'Room-in-roof insulation', 'cost_min': 1500, 'cost_max': 2700, 'typical_saving': 443, 'energy_rating': 'E 42', 'env_rating': 'F 27', 'green_deal': 'Y'}, {'description': 'Cavity wall insulation', 'cost_min': 500, 'cost_max': 1500, 'typical_saving': 331, 'energy_rating': 'E 48', 'env_rating': 'F 32', 'green_deal': 'Y'}, {'description': 'Low energy lighting for all fixed outlets', 'cost_min': None, 'cost_max': None, 'typical_saving': 23, 'energy_rating': 'D 55', 'env_rating': 'F 38', 'green_deal': 'N'}, {'description': 'High heat retention storage heaters and dual immersion cylinder', 'cost_min': 2800, 'cost_max': 4200, 'typical_saving': 587, 'energy_rating': 'D 67', 'env_rating': 'E 45', 'green_deal': 'Y'}, {'description': 'Solar water heating', 'cost_min': 4000, 'cost_max': 6000, 'typical_saving': 69, 'energy_rating': 'C 69', 'env_rating': 'E 48', 'green_deal': 'Y'}, {'description': 'Floor insulation (solid floor)', 'cost_min': 4000, 'cost_max': 6000, 'typical_saving': 293, 'energy_rating': 'E 54', 'env_rating': 'F 38', 'green_deal': 'Y'}, {'description': 'Flat roof insulation', 'cost_min': 850, 'cost_max': 1500, 'typical_saving': 180, 'energy_rating': 'F 35', 'env_rating': 'F 21', 'green_deal': 'Y'}, {'description': 'Solar photovoltaic panels, 2.5 kWp', 'cost_min': 3500, 'cost_max': 5500, 'typical_saving': 317, 'energy_rating': 'C 77', 'env_rating': 'E 54', 'green_deal': 'Y'}] | [{'description': 'Room-in-roof insulation', 'capex_mid': np.float64(2100.0), 'lifetime': np.int64(50), 'annual_cashflow': 443, 'npv': np.float64(5987.374979024702), 'irr': 0.21093765459848135}, {'description': 'Cavity wall insulation', 'capex_mid': np.float64(1000.0), 'lifetime': np.int64(50), 'annual_cashflow': 331, 'npv': np.float64(5042.711327442836), 'irr': 0.3309997953891981}, {'description': 'Low energy lighting for all fixed outlets', 'capex_mid': nan, 'lifetime': np.int64(20), 'annual_cashflow': 23, 'npv': nan, 'irr': nan}, {'description': 'High heat retention storage heaters and dual immersion cylinder', 'capex_mid': np.float64(3500.0), 'lifetime': np.int64(20), 'annual_cashflow': 587, 'npv': np.float64(3815.317471070969), 'irr': 0.15893668426866148}, {'description': 'Solar water heating', 'capex_mid': np.float64(5000.0), 'lifetime': np.int64(30), 'annual_cashflow': 69, 'npv': np.float64(-3939.3008791450848), 'irr': -0.04951288980172086}, {'description': 'Floor insulation (solid floor)', 'capex_mid': np.float64(5000.0), 'lifetime': np.int64(50), 'annual_cashflow': 293, 'npv': np.float64(348.9861599418467), 'irr': 0.05446720632215607}, {'description': 'Flat roof insulation', 'capex_mid': np.float64(1175.0), 'lifetime': np.int64(50), 'annual_cashflow': 180, 'npv': np.float64(2111.0665828994274), 'irr': 0.153067754157026}, {'description': 'Solar photovoltaic panels, 2.5 kWp', 'capex_mid': np.float64(4500.0), 'lifetime': np.int64(30), 'annual_cashflow': 317, 'npv': np.float64(373.06697552185756), 'irr': 0.05714615839585613}] | 11.565420560747665 | 53.54567307692308 | 3093750.0000000005 | TRUE | TRUE | 1 | 5.426356589147287 | 0.0077519 | 0.7751937984496124 | FALSE | FALSE |  | Unknown | electric storage heaters | electricity | electric storage heaters ¦ electricity | TRUE | 0.6428571428571428 | 0.5625 | 0.5779751459910047 | 0.081242 | 0.6806497175141242 | 0.5336883717146617 | 2 | 64.5 | Detached_2F | 9.8362 | 6.5574 | 8.0787 | E | 4.94 | 32.7872 | 161.9687 | 23.3151 | 23.3151 | 0.1439481545475894 | 3.3307285714285717 | 1.4901294287026596 | 2.2351941430539894 | electric_storage_heaters_average_room_heaters_electric | [{'main_heat': 'electric_storage_heaters', 'main_energy': 'average', 'secondary_heat': 'room_heaters_electric'}] | Cavity wall, as built, no insulation (assumed) | Flat, limited insulation (assumed) | Fully double glazed | cavity_as_built_bands_A_to_E | insulated_roof_12mm | dbl_glz_pre_2003
1001430744 | 122057567 | OLD COWDEN MILL | FINTRY | GLASGOW | G63 0LL | 56.05282399999999 | -4.2206 | 2020-06-22 | RdSAP, existing dwelling | 2020-06-23 | 306 | 190 | 8307 | 831 | 55 | D | 77 | C | 53 | E | 75 | C | 50 | Description: Wind turbine; Indicative Cost: ¬£15,000 - ¬£25,000; Typical Saving: 633; Energy Rating after improvement: C 77; Environmental Rating after improvement: C 75; Green Deal Eligible: Y ¦ Description: Low energy lighting for all fixed outlets; Indicative Cost: ¬£90; Typical Saving: 51; Energy Rating after improvement: D 57; Environmental Rating after improvement: D 55; Green Deal Eligible: N ¦ Description: Solar water heating; Indicative Cost: ¬£4,000 - ¬£6,000; Typical Saving: 96; Energy Rating after improvement: D 59; Environmental Rating after improvement: D 58; Green Deal Eligible: Y ¦ Description: Solar photovoltaic panels, 2.5 kWp; Indicative Cost: ¬£3,500 - ¬£5,500; Typical Saving: 287; Energy Rating after improvement: D 66; Environmental Rating after improvement: D 64; Green Deal Eligible: Y ¦ Description: High performance external doors; Indicative Cost: ¬£1,500; Typical Saving: 69; Energy Rating after improvement: D 60; Environmental Rating after improvement: D 59; Green Deal Eligible: Y ¦ Description: Floor insulation (solid floor); Indicative Cost: ¬£4,000 - ¬£6,000; Typical Saving: 61; Energy Rating after improvement: D 56; Environmental Rating after improvement: E 54; Green Deal Eligible: Y ¦ | Sandstone or limestone, with internal insulation | Very Good | Very Good | Pitched, 200 mm loft insulation ¦ Roof room(s), insulated | Good ¦ Good | Good ¦ Good | Solid, insulated (assumed) | N/A | N/A | Description: Fully double glazed | Good | Good | Boiler and radiators, electric | Very Poor | Poor | Programmer, room thermostat and TRVs | Good | Good | Room heaters, wood logs | N/A | N/A | Electric immersion, off-peak | Poor | Poor | Low energy lighting in 14% of fixed outlets | Poor | Poor |  |  |  | 9.4 | 3.8 | 6957 | 6723 | 759 | 435 | 591 | 318 |  | Description: Biomass secondary heating ¦ | 16087 | 2322 | 0 | 0 | 0 |  | 2003-2007 | 2.46 | S01006072 (Strathendrick) | 188 | 1 | 21 | 3 | 14 |  |  | 1 | 6 |  | 6 | Stirling |  | boiler with radiators or underfloor heating | electricity | 2106 | natural | Unknown | 100 | double glazing installed during or after 2002 | 0 | Array: Roof Area: 0%; Connection: not applicable (FGHRS or no PV); ¦ | FALSE | owner-occupied | marketed sale |  | 00RGMB | Forth and Endrick | 0 | Detached | House | S01013005 (Blane Valley - 05) | 2020-06-23 13:31 | 4400-7327-0022-7124-1603 | OLD COWDEN MILL ¦ G63 0LL | [{'description': 'Wind turbine', 'cost_min': 15000, 'cost_max': 25000, 'typical_saving': 633, 'energy_rating': 'C 77', 'env_rating': 'C 75', 'green_deal': 'Y'}, {'description': 'Low energy lighting for all fixed outlets', 'cost_min': None, 'cost_max': None, 'typical_saving': 51, 'energy_rating': 'D 57', 'env_rating': 'D 55', 'green_deal': 'N'}, {'description': 'Solar water heating', 'cost_min': 4000, 'cost_max': 6000, 'typical_saving': 96, 'energy_rating': 'D 59', 'env_rating': 'D 58', 'green_deal': 'Y'}, {'description': 'Solar photovoltaic panels, 2.5 kWp', 'cost_min': 3500, 'cost_max': 5500, 'typical_saving': 287, 'energy_rating': 'D 66', 'env_rating': 'D 64', 'green_deal': 'Y'}, {'description': 'High performance external doors', 'cost_min': None, 'cost_max': None, 'typical_saving': 69, 'energy_rating': 'D 60', 'env_rating': 'D 59', 'green_deal': 'Y'}, {'description': 'Floor insulation (solid floor)', 'cost_min': 4000, 'cost_max': 6000, 'typical_saving': 61, 'energy_rating': 'D 56', 'env_rating': 'E 54', 'green_deal': 'Y'}, {'description': None, 'cost_min': None, 'cost_max': None, 'typical_saving': None, 'energy_rating': None, 'env_rating': None, 'green_deal': None}] | [{'description': 'Sandstone or limestone, with internal insulation', 'energy_rating': 'Very Good', 'env_rating': 'Very Good'}] | [{'description': 'Pitched, 200 mm loft insulation', 'energy_rating': 'Good', 'env_rating': 'Good'}, {'description': 'Roof room(s), insulated', 'energy_rating': 'Good', 'env_rating': 'Good'}] | [{'description': 'Solid, insulated (assumed)', 'energy_rating': 'N/A', 'env_rating': 'N/A'}] | [{'description': 'Description: Fully double glazed', 'energy_rating': 'Good', 'env_rating': 'Good'}] | [{'description': 'Boiler and radiators, electric', 'energy_rating': 'Very Poor', 'env_rating': 'Poor'}] | [{'description': 'Programmer, room thermostat and TRVs', 'energy_rating': 'Good', 'env_rating': 'Good'}] | [{'description': 'Room heaters, wood logs', 'energy_rating': 'N/A', 'env_rating': 'N/A'}] | [{'description': 'Electric immersion, off-peak', 'energy_rating': 'Poor', 'env_rating': 'Poor'}] | [{'description': 'Low energy lighting in 14% of fixed outlets', 'energy_rating': 'Poor', 'env_rating': 'Poor'}] | [] | 22 | 22 | 118 | 0.3856209150326797 | 5.6000000000000005 | 0.5957446808510639 | 277 | TRUE | TRUE | TRUE | [{'description': 'Wind turbine', 'cost_min': 15000, 'cost_max': 25000, 'typical_saving': 633, 'energy_rating': 'C 77', 'env_rating': 'C 75', 'green_deal': 'Y'}, {'description': 'Low energy lighting for all fixed outlets', 'cost_min': None, 'cost_max': None, 'typical_saving': 51, 'energy_rating': 'D 57', 'env_rating': 'D 55', 'green_deal': 'N'}, {'description': 'Solar water heating', 'cost_min': 4000, 'cost_max': 6000, 'typical_saving': 96, 'energy_rating': 'D 59', 'env_rating': 'D 58', 'green_deal': 'Y'}, {'description': 'Solar photovoltaic panels, 2.5 kWp', 'cost_min': 3500, 'cost_max': 5500, 'typical_saving': 287, 'energy_rating': 'D 66', 'env_rating': 'D 64', 'green_deal': 'Y'}, {'description': 'High performance external doors', 'cost_min': None, 'cost_max': None, 'typical_saving': 69, 'energy_rating': 'D 60', 'env_rating': 'D 59', 'green_deal': 'Y'}, {'description': 'Floor insulation (solid floor)', 'cost_min': 4000, 'cost_max': 6000, 'typical_saving': 61, 'energy_rating': 'D 56', 'env_rating': 'E 54', 'green_deal': 'Y'}, {'description': None, 'cost_min': None, 'cost_max': None, 'typical_saving': None, 'energy_rating': None, 'env_rating': None, 'green_deal': None}] | 26500 | 42500 | 34500 | 32.89855072463768 | 277 | -30122.6586 | -0.067742 | [{'description': 'Wind turbine', 'cost_min': 15000, 'cost_max': 25000, 'typical_saving': 633, 'energy_rating': 'C 77', 'env_rating': 'C 75', 'green_deal': 'Y'}, {'description': 'Low energy lighting for all fixed outlets', 'cost_min': None, 'cost_max': None, 'typical_saving': 51, 'energy_rating': 'D 57', 'env_rating': 'D 55', 'green_deal': 'N'}, {'description': 'Solar water heating', 'cost_min': 4000, 'cost_max': 6000, 'typical_saving': 96, 'energy_rating': 'D 59', 'env_rating': 'D 58', 'green_deal': 'Y'}, {'description': 'Solar photovoltaic panels, 2.5 kWp', 'cost_min': 3500, 'cost_max': 5500, 'typical_saving': 287, 'energy_rating': 'D 66', 'env_rating': 'D 64', 'green_deal': 'Y'}, {'description': 'High performance external doors', 'cost_min': None, 'cost_max': None, 'typical_saving': 69, 'energy_rating': 'D 60', 'env_rating': 'D 59', 'green_deal': 'Y'}, {'description': 'Floor insulation (solid floor)', 'cost_min': 4000, 'cost_max': 6000, 'typical_saving': 61, 'energy_rating': 'D 56', 'env_rating': 'E 54', 'green_deal': 'Y'}] | [{'description': 'Wind turbine', 'capex_mid': np.float64(20000.0), 'lifetime': np.int64(30), 'annual_cashflow': 633, 'npv': np.float64(-10269.23849998317), 'irr': -0.0033111344629984663}, {'description': 'Low energy lighting for all fixed outlets', 'capex_mid': nan, 'lifetime': np.int64(20), 'annual_cashflow': 51, 'npv': nan, 'irr': nan}, {'description': 'Solar water heating', 'capex_mid': np.float64(5000.0), 'lifetime': np.int64(30), 'annual_cashflow': 96, 'npv': np.float64(-3524.244701419248), 'irr': -0.03244438691960394}, {'description': 'Solar photovoltaic panels, 2.5 kWp', 'capex_mid': np.float64(4500.0), 'lifetime': np.int64(30), 'annual_cashflow': 287, 'npv': np.float64(-88.10655528462812), 'irr': 0.04827480722313404}, {'description': 'High performance external doors', 'capex_mid': nan, 'lifetime': np.int64(30), 'annual_cashflow': 69, 'npv': nan, 'irr': nan}, {'description': 'Floor insulation (solid floor)', 'capex_mid': np.float64(5000.0), 'lifetime': np.int64(50), 'annual_cashflow': 61, 'npv': np.float64(-3886.3885469063057), 'irr': -0.017898986840384046}] | 124.54873646209386 | 292.3728813559322 | 6160714.2857142845 | TRUE | FALSE | 1 | 3.1578947368421053 | 0.0052632 | 0.5263157894736842 | FALSE | FALSE |  | Unknown | boiler with radiators or underfloor heating | electricity | boiler with radiators or underfloor heating ¦ electricity | TRUE | 0.3142857142857143 | 0.34375 | 0.049915 | 0.4436002337814143 | 0.6945117029862791 | 0.3731190224372067 | 2 | 95 | Detached_2F | 11.937336386313325 | 7.958224257542215 | 8.779112128771107 | J | 4.92 | 39.79112128771108 | 195.7723167355385 | 26.862 | 26.862 | 0.1372104107869697 | 3.837428571428571 | 1.5994641959999336 | 2.3991962939999003 | boiler_radiators_electric_very_poor_room_heaters_wood_logs | [{'main_heat': 'boiler_radiators_electric', 'main_energy': 'very_poor', 'secondary_heat': 'room_heaters_wood_logs'}] | Sandstone or limestone, with internal insulation | Pitched, 200 mm loft insulation | Fully double glazed | sandstone_limestone_internal_insulation_band_J | insulated_roof_200mm | dbl_glz_post_2003
1001829068 | 122009866 | 2 CULCREUCH AVENUE | FINTRY | GLASGOW | G63 0YB | 56.0556 | -4.225 | 2020-03-19 | RdSAP, existing dwelling | 2020-03-24 | 407 | 94 | 4230 | 1269 | 64 | D | 85 | B | 47 | E | 68 | D | 69 | Description: Floor insulation (solid floor); Indicative Cost: ¬£4,000 - ¬£6,000; Typical Saving: 110; Energy Rating after improvement: D 67; Environmental Rating after improvement: E 50; Green Deal Eligible: Y ¦ Description: Increase hot water cylinder insulation; Indicative Cost: ¬£15 - ¬£30; Typical Saving: 37; Energy Rating after improvement: D 68; Environmental Rating after improvement: E 52; Green Deal Eligible: Y ¦ Description: Low energy lighting for all fixed outlets; Indicative Cost: ¬£35; Typical Saving: 37; Energy Rating after improvement: C 69; Environmental Rating after improvement: E 52; Green Deal Eligible: N ¦ Description: Solar water heating; Indicative Cost: ¬£4,000 - ¬£6,000; Typical Saving: 65; Energy Rating after improvement: C 73; Environmental Rating after improvement: D 55; Green Deal Eligible: Y ¦ Description: Replacement glazing units; Indicative Cost: ¬£1,000 - ¬£1,400; Typical Saving: 92; Energy Rating after improvement: C 75; Environmental Rating after improvement: D 59; Green Deal Eligible: Y ¦ Description: Solar photovoltaic panels, 2.5 kWp; Indicative Cost: ¬£3,500 - ¬£5,500; Typical Saving: 309; Energy Rating after improvement: B 85; Environmental Rating after improvement: D 68; Green Deal Eligible: Y ¦ Description: High heat retention storage heaters and dual immersion cylinder; Indicative Cost: ¬£1,600 - ¬£2,400; Typical Saving: 82; Energy Rating after improvement: C 71; Environmental Rating after improvement: E 51; Green Deal Eligible: Y ¦ | System built, with external insulation | Good | Good | Pitched, 150 mm loft insulation | Good | Good | Solid, no insulation (assumed) | N/A | N/A | Description: Fully double glazed | Average | Average | Room heaters, electric | Average | Poor | Programmer and room thermostat | Good | Good | None | N/A | N/A | Electric immersion, off-peak | Average | Poor | Low energy lighting in 30% of fixed outlets | Average | Average |  |  |  | 6.5 | 2.4 | 3024 | 2346 | 840 | 375 | 366 | 240 | Description: Biomass boiler (Exempted Appliance if in Smoke Control Area) ¦ Description: Air or ground source heat pump ¦ |  | 9222 | 2604 | 314 | 0 | 0 |  | 1950-1964 | 2.4 | S01006074 (Strathendrick) | 258 | 0 | 10 | 3 | 30 |  |  | 1 | 4 |  | 4 | Stirling |  | room heaters | electricity | 2605 | natural | dual (24 hour) | 100 | double glazing installed before 2002 | 0 | Array: Roof Area: 0%; Connection: not applicable (FGHRS or no PV); ¦ | FALSE | owner-occupied | marketed sale |  | 00RGMB | Forth and Endrick | 0 | Semi-Detached | House | S01013015 (Kippen and Fintry - 01) | 2020-03-24 10:19 | 8510-6227-0100-0941-8292 | 2 CULCREUCH AVENUE ¦ G63 0YB | [{'description': 'Floor insulation (solid floor)', 'cost_min': 4000, 'cost_max': 6000, 'typical_saving': 110, 'energy_rating': 'D 67', 'env_rating': 'E 50', 'green_deal': 'Y'}, {'description': 'Increase hot water cylinder insulation', 'cost_min': 15, 'cost_max': 30, 'typical_saving': 37, 'energy_rating': 'D 68', 'env_rating': 'E 52', 'green_deal': 'Y'}, {'description': 'Low energy lighting for all fixed outlets', 'cost_min': None, 'cost_max': None, 'typical_saving': 37, 'energy_rating': 'C 69', 'env_rating': 'E 52', 'green_deal': 'N'}, {'description': 'Solar water heating', 'cost_min': 4000, 'cost_max': 6000, 'typical_saving': 65, 'energy_rating': 'C 73', 'env_rating': 'D 55', 'green_deal': 'Y'}, {'description': 'Replacement glazing units', 'cost_min': 1000, 'cost_max': 1400, 'typical_saving': 92, 'energy_rating': 'C 75', 'env_rating': 'D 59', 'green_deal': 'Y'}, {'description': 'Solar photovoltaic panels, 2.5 kWp', 'cost_min': 3500, 'cost_max': 5500, 'typical_saving': 309, 'energy_rating': 'B 85', 'env_rating': 'D 68', 'green_deal': 'Y'}, {'description': 'High heat retention storage heaters and dual immersion cylinder', 'cost_min': 1600, 'cost_max': 2400, 'typical_saving': 82, 'energy_rating': 'C 71', 'env_rating': 'E 51', 'green_deal': 'Y'}, {'description': None, 'cost_min': None, 'cost_max': None, 'typical_saving': None, 'energy_rating': None, 'env_rating': None, 'green_deal': None}] | [{'description': 'System built, with external insulation', 'energy_rating': 'Good', 'env_rating': 'Good'}] | [{'description': 'Pitched, 150 mm loft insulation', 'energy_rating': 'Good', 'env_rating': 'Good'}] | [{'description': 'Solid, no insulation (assumed)', 'energy_rating': 'N/A', 'env_rating': 'N/A'}] | [{'description': 'Description: Fully double glazed', 'energy_rating': 'Average', 'env_rating': 'Average'}] | [{'description': 'Room heaters, electric', 'energy_rating': 'Average', 'env_rating': 'Poor'}] | [{'description': 'Programmer and room thermostat', 'energy_rating': 'Good', 'env_rating': 'Good'}] | [{'description': 'None', 'energy_rating': 'N/A', 'env_rating': 'N/A'}] | [{'description': 'Electric immersion, off-peak', 'energy_rating': 'Average', 'env_rating': 'Poor'}] | [{'description': 'Low energy lighting in 30% of fixed outlets', 'energy_rating': 'Average', 'env_rating': 'Average'}] | [] | 21 | 21 | 149 | 0.36609 | 4.1 | 0.6307692307692307 | 423 | TRUE | TRUE | TRUE | [{'description': 'Floor insulation (solid floor)', 'cost_min': 4000, 'cost_max': 6000, 'typical_saving': 110, 'energy_rating': 'D 67', 'env_rating': 'E 50', 'green_deal': 'Y'}, {'description': 'Increase hot water cylinder insulation', 'cost_min': 15, 'cost_max': 30, 'typical_saving': 37, 'energy_rating': 'D 68', 'env_rating': 'E 52', 'green_deal': 'Y'}, {'description': 'Low energy lighting for all fixed outlets', 'cost_min': None, 'cost_max': None, 'typical_saving': 37, 'energy_rating': 'C 69', 'env_rating': 'E 52', 'green_deal': 'N'}, {'description': 'Solar water heating', 'cost_min': 4000, 'cost_max': 6000, 'typical_saving': 65, 'energy_rating': 'C 73', 'env_rating': 'D 55', 'green_deal': 'Y'}, {'description': 'Replacement glazing units', 'cost_min': 1000, 'cost_max': 1400, 'typical_saving': 92, 'energy_rating': 'C 75', 'env_rating': 'D 59', 'green_deal': 'Y'}, {'description': 'Solar photovoltaic panels, 2.5 kWp', 'cost_min': 3500, 'cost_max': 5500, 'typical_saving': 309, 'energy_rating': 'B 85', 'env_rating': 'D 68', 'green_deal': 'Y'}, {'description': 'High heat retention storage heaters and dual immersion cylinder', 'cost_min': 1600, 'cost_max': 2400, 'typical_saving': 82, 'energy_rating': 'C 71', 'env_rating': 'E 51', 'green_deal': 'Y'}, {'description': None, 'cost_min': None, 'cost_max': None, 'typical_saving': None, 'energy_rating': None, 'env_rating': None, 'green_deal': None}] | 14115 | 21330 | 17722.5 | 34.17548314289745 | 423 | -10872.9016 | -0.011501 | [{'description': 'Floor insulation (solid floor)', 'cost_min': 4000, 'cost_max': 6000, 'typical_saving': 110, 'energy_rating': 'D 67', 'env_rating': 'E 50', 'green_deal': 'Y'}, {'description': 'Increase hot water cylinder insulation', 'cost_min': 15, 'cost_max': 30, 'typical_saving': 37, 'energy_rating': 'D 68', 'env_rating': 'E 52', 'green_deal': 'Y'}, {'description': 'Low energy lighting for all fixed outlets', 'cost_min': None, 'cost_max': None, 'typical_saving': 37, 'energy_rating': 'C 69', 'env_rating': 'E 52', 'green_deal': 'N'}, {'description': 'Solar water heating', 'cost_min': 4000, 'cost_max': 6000, 'typical_saving': 65, 'energy_rating': 'C 73', 'env_rating': 'D 55', 'green_deal': 'Y'}, {'description': 'Replacement glazing units', 'cost_min': 1000, 'cost_max': 1400, 'typical_saving': 92, 'energy_rating': 'C 75', 'env_rating': 'D 59', 'green_deal': 'Y'}, {'description': 'Solar photovoltaic panels, 2.5 kWp', 'cost_min': 3500, 'cost_max': 5500, 'typical_saving': 309, 'energy_rating': 'B 85', 'env_rating': 'D 68', 'green_deal': 'Y'}, {'description': 'High heat retention storage heaters and dual immersion cylinder', 'cost_min': 1600, 'cost_max': 2400, 'typical_saving': 82, 'energy_rating': 'C 71', 'env_rating': 'E 51', 'green_deal': 'Y'}] | [{'description': 'Floor insulation (solid floor)', 'capex_mid': np.float64(5000.0), 'lifetime': np.int64(50), 'annual_cashflow': 110, 'npv': np.float64(-2991.848199339239), 'irr': 0.003803706726000833}, {'description': 'Increase hot water cylinder insulation', 'capex_mid': np.float64(22.5), 'lifetime': np.int64(30), 'annual_cashflow': 37, 'npv': np.float64(546.2806879946646), 'irr': 1.6444444444440913}, {'description': 'Low energy lighting for all fixed outlets', 'capex_mid': nan, 'lifetime': np.int64(20), 'annual_cashflow': 37, 'npv': nan, 'irr': nan}, {'description': 'Solar water heating', 'capex_mid': np.float64(5000.0), 'lifetime': np.int64(30), 'annual_cashflow': 65, 'npv': np.float64(-4000.790683252615), 'irr': -0.05245426958912969}, {'description': 'Replacement glazing units', 'capex_mid': np.float64(1200.0), 'lifetime': np.int64(25), 'annual_cashflow': 92, 'npv': np.float64(96.64290007611673), 'irr': 0.05789192048583125}, {'description': 'Solar photovoltaic panels, 2.5 kWp', 'capex_mid': np.float64(4500.0), 'lifetime': np.int64(30), 'annual_cashflow': 309, 'npv': np.float64(250.08736730679433), 'irr': 0.05481736673661186}, {'description': 'High heat retention storage heaters and dual immersion cylinder', 'capex_mid': np.float64(2000.0), 'lifetime': np.int64(20), 'annual_cashflow': 82, 'npv': np.float64(-978.0987519117217), 'irr': -0.018198944437806674}] | 41.89716312056738 | 118.94295302013424 | 4322560.975609757 | TRUE | FALSE | 1 | 4.2553 | 0.010638 | 1.0638297872340423 | FALSE | FALSE |  | Unknown | room heaters | electricity | room heaters ¦ electricity | TRUE | 0.3 | 0.32812 | 0.3058522552059372 | 0.18047 | 0.6862036654264846 | 0.3490230508494935 | 2 | 47 | SemiDetached_2F | 6.855654600401044 | 6.855654600401044 | 8.227827300200522 | D | 4.8 | 20.56696380120313 | 98.72142624577502 | 17.6786 | 17.6786 | 0.1790756137982416 | 2.525514285714286 | 1.297565486006849 | 1.9463482290102736 | room_heaters_electric_average_none | [{'main_heat': 'room_heaters_electric', 'main_energy': 'average', 'secondary_heat': 'none'}] | System built, with external insulation | Pitched, 150 mm loft insulation | Fully double glazed | system_external_insulation_band_D | insulated_roof_150mm | dbl_glz_pre_2003
1001829063 | 122009930 | 15 CULCREUCH AVENUE | FINTRY | GLASGOW | G63 0YB | 56.05599789999999 | -4.2237 | 2020-01-21 | RdSAP, existing dwelling | 2020-01-31 | 256 | 120 | 4020 | 381 | 53 | E | 66 | D | 49 | E | 60 | D | 61 | Description: Solar water heating; Indicative Cost: ¬£4,000 - ¬£6,000; Typical Saving: 37; Energy Rating after improvement: D 58; Environmental Rating after improvement: E 53; Green Deal Eligible: Y ¦ Description: Solar photovoltaic panels, 2.5 kWp; Indicative Cost: ¬£3,500 - ¬£5,500; Typical Saving: 294; Energy Rating after improvement: D 66; Environmental Rating after improvement: D 60; Green Deal Eligible: Y ¦ Description: Floor insulation (suspended floor); Indicative Cost: ¬£800 - ¬£1,200; Typical Saving: 89; Energy Rating after improvement: D 56; Environmental Rating after improvement: E 51; Green Deal Eligible: Y ¦ | Cavity wall, filled cavity ¦ Timber frame, as built, insulated (assumed) | Average ¦ Good | Average ¦ Good | Pitched, insulated (assumed) ¦ Pitched, no insulation (assumed) | Average ¦ Very Poor | Average ¦ Very Poor | Suspended, no insulation (assumed) | N/A | N/A | Description: Fully double glazed | Average | Average | Boiler and radiators, oil | Average | Average | Programmer, room thermostat and TRVs | Good | Good | Room heaters, wood logs | N/A | N/A | From main system | Average | Average | Low energy lighting in 86% of fixed outlets | Very Good | Very Good |  |  |  | 7.3 | 1.6 | 3141 | 2871 | 591 | 480 | 288 | 288 |  | Description: Biomass secondary heating ¦ | 18673 | 3687 | 4893 | 0 | 0 |  | 1950-1964 | 2.46 | S01006074 (Strathendrick) | 190 | 1 | 14 | 12 | 86 |  |  | 1 | 5 |  | 5 | Stirling |  | boiler with radiators or underfloor heating | oil | 2106 | natural | Single | 100 | double glazing, unknown install date | 0 | Array: Roof Area: 0%; Connection: not applicable (FGHRS or no PV); ¦ | FALSE | owner-occupied | none of the above |  | 00RGMB | Forth and Endrick | 0 | Semi-Detached | House | S01013015 (Kippen and Fintry - 01) | 2020-01-31 09:47 |  | 15 CULCREUCH AVENUE ¦ G63 0YB | [{'description': 'Solar water heating', 'cost_min': 4000, 'cost_max': 6000, 'typical_saving': 37, 'energy_rating': 'D 58', 'env_rating': 'E 53', 'green_deal': 'Y'}, {'description': 'Solar photovoltaic panels, 2.5 kWp', 'cost_min': 3500, 'cost_max': 5500, 'typical_saving': 294, 'energy_rating': 'D 66', 'env_rating': 'D 60', 'green_deal': 'Y'}, {'description': 'Floor insulation (suspended floor)', 'cost_min': 800, 'cost_max': 1200, 'typical_saving': 89, 'energy_rating': 'D 56', 'env_rating': 'E 51', 'green_deal': 'Y'}, {'description': None, 'cost_min': None, 'cost_max': None, 'typical_saving': None, 'energy_rating': None, 'env_rating': None, 'green_deal': None}] | [{'description': 'Cavity wall, filled cavity', 'energy_rating': 'Average', 'env_rating': 'Average'}, {'description': 'Timber frame, as built, insulated (assumed)', 'energy_rating': 'Good', 'env_rating': 'Good'}] | [{'description': 'Pitched, insulated (assumed)', 'energy_rating': 'Average', 'env_rating': 'Average'}, {'description': 'Pitched, no insulation (assumed)', 'energy_rating': 'Very Poor', 'env_rating': 'Very Poor'}] | [{'description': 'Suspended, no insulation (assumed)', 'energy_rating': 'N/A', 'env_rating': 'N/A'}] | [{'description': 'Description: Fully double glazed', 'energy_rating': 'Average', 'env_rating': 'Average'}] | [{'description': 'Boiler and radiators, oil', 'energy_rating': 'Average', 'env_rating': 'Average'}] | [{'description': 'Programmer, room thermostat and TRVs', 'energy_rating': 'Good', 'env_rating': 'Good'}] | [{'description': 'Room heaters, wood logs', 'energy_rating': 'N/A', 'env_rating': 'N/A'}] | [{'description': 'From main system', 'energy_rating': 'Average', 'env_rating': 'Average'}] | [{'description': 'Low energy lighting in 86% of fixed outlets', 'energy_rating': 'Very Good', 'env_rating': 'Very Good'}] | [] | 13 | 11 | 66 | 0.25781 | 5.699999999999999 | 0.7808219178082191 | 127 | TRUE | TRUE | TRUE | [{'description': 'Solar water heating', 'cost_min': 4000, 'cost_max': 6000, 'typical_saving': 37, 'energy_rating': 'D 58', 'env_rating': 'E 53', 'green_deal': 'Y'}, {'description': 'Solar photovoltaic panels, 2.5 kWp', 'cost_min': 3500, 'cost_max': 5500, 'typical_saving': 294, 'energy_rating': 'D 66', 'env_rating': 'D 60', 'green_deal': 'Y'}, {'description': 'Floor insulation (suspended floor)', 'cost_min': 800, 'cost_max': 1200, 'typical_saving': 89, 'energy_rating': 'D 56', 'env_rating': 'E 51', 'green_deal': 'Y'}, {'description': None, 'cost_min': None, 'cost_max': None, 'typical_saving': None, 'energy_rating': None, 'env_rating': None, 'green_deal': None}] | 8300 | 12700 | 10500 | 31.904761904761905 | 127 | -8519.7131 | -0.052706 | [{'description': 'Solar water heating', 'cost_min': 4000, 'cost_max': 6000, 'typical_saving': 37, 'energy_rating': 'D 58', 'env_rating': 'E 53', 'green_deal': 'Y'}, {'description': 'Solar photovoltaic panels, 2.5 kWp', 'cost_min': 3500, 'cost_max': 5500, 'typical_saving': 294, 'energy_rating': 'D 66', 'env_rating': 'D 60', 'green_deal': 'Y'}, {'description': 'Floor insulation (suspended floor)', 'cost_min': 800, 'cost_max': 1200, 'typical_saving': 89, 'energy_rating': 'D 56', 'env_rating': 'E 51', 'green_deal': 'Y'}] | [{'description': 'Solar water heating', 'capex_mid': np.float64(5000.0), 'lifetime': np.int64(30), 'annual_cashflow': 37, 'npv': np.float64(-4431.219312005335), 'irr': -0.07845833563456972}, {'description': 'Solar photovoltaic panels, 2.5 kWp', 'capex_mid': np.float64(4500.0), 'lifetime': np.int64(30), 'annual_cashflow': 294, 'npv': np.float64(19.50060190355113), 'irr': 0.05037979050668828}, {'description': 'Floor insulation (suspended floor)', 'capex_mid': np.float64(1000.0), 'lifetime': np.int64(50), 'annual_cashflow': 89, 'npv': np.float64(624.7773659891614), 'irr': 0.08766777713468166}] | 82.67716535433071 | 159.0909090909091 | 1842105.2631578948 | TRUE | FALSE | 1 | 4.166666666666666 | 0.0083333 | 0.8333333333333334 | FALSE | FALSE |  | Unknown | boiler with radiators or underfloor heating | oil | boiler with radiators or underfloor heating ¦ oil | TRUE | 0.1857142857142857 | 0.17188 | 0.3371393099892773 | 0.2413793103448275 | 0.6749925661611654 | 0.2784464981891124 | 2 | 60 | SemiDetached_2F | 7.745966692414834 | 7.745966692414834 | 8.672983346207417 | D | 4.92 | 23.237900077244504 | 114.33046838004296 | 21.043 | 21.043 | 0.1840541746934116 | 3.0061428571428572 | 1.4156607072654233 | 2.123491060898135 | boiler_radiators_oil_average_room_heaters_wood_logs | [{'main_heat': 'boiler_radiators_oil', 'main_energy': 'average', 'secondary_heat': 'room_heaters_wood_logs'}] | Cavity wall, filled cavity | Pitched, insulated (assumed) | Fully double glazed | cavity_filled_bands_A_to_E | uninsulated_roof | dbl_glz_pre_2003
1001664932 | 122009822 | 20 DUNMORE GARDENS | FINTRY | GLASGOW | G63 0XN | 56.0519 | -4.2224 | 2020-01-09 | RdSAP, existing dwelling | 2020-01-16 | 188 | 118 | 3978 | 270 | 69 | C | 80 | C | 72 | C | 82 | B | 32 | Description: Solar water heating; Indicative Cost: ¬£4,000 - ¬£6,000; Typical Saving: 90; Energy Rating after improvement: C 71; Environmental Rating after improvement: C 74; Green Deal Eligible: Y ¦ Description: Solar photovoltaic panels, 2.5 kWp; Indicative Cost: ¬£3,500 - ¬£5,500; Typical Saving: 294; Energy Rating after improvement: C 80; Environmental Rating after improvement: B 82; Green Deal Eligible: Y ¦ | Timber frame, as built, insulated (assumed) | Good | Good | Pitched, insulated at rafters | Average | Average | Suspended, insulated (assumed) | N/A | N/A | Description: Fully double glazed | Average | Average | Air source heat pump, radiators, electric | Good | Very Good | Programmer and room thermostat | Average | Average | None | N/A | N/A | From main system | Poor | Good | Low energy lighting in 55% of fixed outlets | Good | Good |  |  |  | 3.8 | 1.1 | 2688 | 2694 | 909 | 633 | 381 | 381 |  | Description: Air source heat pump ¦ | 13596 | 2946 | 0 | 0 | 0 |  | 1999-2002 | 2.5 | S01006074 (Strathendrick) | 134 | 0 | 11 | 6 | 55 |  |  | 1 | 6 |  | 6 | Stirling |  | heat pump with radiators or underfloor heating | electricity | 2204 | natural | Unknown | 100 | double glazing, unknown install date | 0 | Array: Roof Area: 0%; Connection: not applicable (FGHRS or no PV); ¦ | FALSE | unknown | RHI application |  | 00RGMB | Forth and Endrick | 0 | Detached | House | S01013015 (Kippen and Fintry - 01) | 2020-01-16 15:38 | 2600-9619-0422-4103-1903 | 20 DUNMORE GARDENS ¦ G63 0XN | [{'description': 'Solar water heating', 'cost_min': 4000, 'cost_max': 6000, 'typical_saving': 90, 'energy_rating': 'C 71', 'env_rating': 'C 74', 'green_deal': 'Y'}, {'description': 'Solar photovoltaic panels, 2.5 kWp', 'cost_min': 3500, 'cost_max': 5500, 'typical_saving': 294, 'energy_rating': 'C 80', 'env_rating': 'B 82', 'green_deal': 'Y'}, {'description': None, 'cost_min': None, 'cost_max': None, 'typical_saving': None, 'energy_rating': None, 'env_rating': None, 'green_deal': None}] | [{'description': 'Timber frame, as built, insulated (assumed)', 'energy_rating': 'Good', 'env_rating': 'Good'}] | [{'description': 'Pitched, insulated at rafters', 'energy_rating': 'Average', 'env_rating': 'Average'}] | [{'description': 'Suspended, insulated (assumed)', 'energy_rating': 'N/A', 'env_rating': 'N/A'}] | [{'description': 'Description: Fully double glazed', 'energy_rating': 'Average', 'env_rating': 'Average'}] | [{'description': 'Air source heat pump, radiators, electric', 'energy_rating': 'Good', 'env_rating': 'Very Good'}] | [{'description': 'Programmer and room thermostat', 'energy_rating': 'Average', 'env_rating': 'Average'}] | [{'description': 'None', 'energy_rating': 'N/A', 'env_rating': 'N/A'}] | [{'description': 'From main system', 'energy_rating': 'Poor', 'env_rating': 'Good'}] | [{'description': 'Low energy lighting in 55% of fixed outlets', 'energy_rating': 'Good', 'env_rating': 'Good'}] | [] | 11 | 10 | 54 | 0.2872340425531915 | 2.6999999999999997 | 0.7105263157894737 | 90 | TRUE | TRUE | TRUE | [{'description': 'Solar water heating', 'cost_min': 4000, 'cost_max': 6000, 'typical_saving': 90, 'energy_rating': 'C 71', 'env_rating': 'C 74', 'green_deal': 'Y'}, {'description': 'Solar photovoltaic panels, 2.5 kWp', 'cost_min': 3500, 'cost_max': 5500, 'typical_saving': 294, 'energy_rating': 'C 80', 'env_rating': 'B 82', 'green_deal': 'Y'}, {'description': None, 'cost_min': None, 'cost_max': None, 'typical_saving': None, 'energy_rating': None, 'env_rating': None, 'green_deal': None}] | 7500 | 11500 | 9500 | 30 | 90 | -8116.4794 | -0.067415 | [{'description': 'Solar water heating', 'cost_min': 4000, 'cost_max': 6000, 'typical_saving': 90, 'energy_rating': 'C 71', 'env_rating': 'C 74', 'green_deal': 'Y'}, {'description': 'Solar photovoltaic panels, 2.5 kWp', 'cost_min': 3500, 'cost_max': 5500, 'typical_saving': 294, 'energy_rating': 'C 80', 'env_rating': 'B 82', 'green_deal': 'Y'}] | [{'description': 'Solar water heating', 'capex_mid': np.float64(5000.0), 'lifetime': np.int64(30), 'annual_cashflow': 90, 'npv': np.float64(-3616.479407580546), 'irr': -0.035896104640058435}, {'description': 'Solar photovoltaic panels, 2.5 kWp', 'capex_mid': np.float64(4500.0), 'lifetime': np.int64(30), 'annual_cashflow': 294, 'npv': np.float64(19.50060190355113), 'irr': 0.05037979050668828}] | 105.55555555555556 | 175.92592592592592 | 3518518.518518519 | TRUE | FALSE | 1 | 5.084745762711865 | 0.0084746 | 0.84746 | FALSE | FALSE |  | Unknown | heat pump with radiators or underfloor heating | electricity | heat pump with radiators or underfloor heating ¦ electricity | TRUE | 0.1571428571428571 | 0.15625 | 0.3425005436360882 | 0.2669220945083014 | 0.6825695752249423 | 0.2706916619664525 | 2 | 59 | Detached_2F | 9.4074 | 6.271629240742259 | 7.935814620371129 | I | 5 | 31.35814620348452 | 156.7907310174226 | 16.280599999999996 | 16.280599999999996 | 0.1038364952721018 | 2.3257999999999996 | 1.2452041331979802 | 1.8678061997969704 | air_source_heat_pump_radiators_electric_good_none | [{'main_heat': 'air_source_heat_pump_radiators_electric', 'main_energy': 'good', 'secondary_heat': 'none'}] | Timber frame, as built, insulated (assumed) | Pitched, insulated at rafters | Fully double glazed | timber_frame_as_built_bands_G_to_I | roof_insulated_rafters | dbl_glz_pre_2003
1001664937 | 122038910 | 29 DUNMORE GARDENS | FINTRY | GLASGOW | G63 0XN | 56.05208930000001 | -4.2229 | 2020-01-09 | RdSAP, existing dwelling | 2020-01-14 | 150 | 167 | 4473 | 0 | 74 | C | 80 | C | 77 | C | 82 | B | 25 | Description: Solar photovoltaic panels, 2.5 kWp; Indicative Cost: ¬£3,500 - ¬£5,500; Typical Saving: 294; Energy Rating after improvement: C 80; Environmental Rating after improvement: B 82; Green Deal Eligible: Y ¦ | Timber frame, as built, insulated (assumed) | Good | Good | Flat, insulated (assumed) ¦ Pitched, insulated at rafters | Good ¦ Average | Good ¦ Average | Suspended, insulated (assumed) | N/A | N/A | Description: Fully double glazed | Average | Average | Air source heat pump, radiators, electric | Good | Very Good | Programmer and room thermostat | Average | Average | None | N/A | N/A | From main system | Good | Very Good | Low energy lighting in all fixed outlets | Very Good | Very Good |  |  |  | 4.2 | 0.8 | 3633 | 3633 | 540 | 540 | 300 | 300 |  | Description: Air source heat pump ¦ | 17811 | 2767 | 0 | 0 | 0 |  | 1999-2002 | 2.5 | S01006074 (Strathendrick) | 120 | 1 | 12 | 12 | 100 |  |  | 2 | 6 |  | 6 | Stirling |  | heat pump with radiators or underfloor heating | electricity | 2204 | natural | Single | 100 | double glazing, unknown install date | 0 | Array: Roof Area: 0%; Connection: not applicable (FGHRS or no PV); ¦ | FALSE | unknown | RHI application |  | 00RGMB | Forth and Endrick | 0 | End-Terrace | House | S01013015 (Kippen and Fintry - 01) | 2020-01-14 17:05 |  | 29 DUNMORE GARDENS ¦ G63 0XN | [{'description': 'Solar photovoltaic panels, 2.5 kWp', 'cost_min': 3500, 'cost_max': 5500, 'typical_saving': 294, 'energy_rating': 'C 80', 'env_rating': 'B 82', 'green_deal': 'Y'}, {'description': None, 'cost_min': None, 'cost_max': None, 'typical_saving': None, 'energy_rating': None, 'env_rating': None, 'green_deal': None}] | [{'description': 'Timber frame, as built, insulated (assumed)', 'energy_rating': 'Good', 'env_rating': 'Good'}] | [{'description': 'Flat, insulated (assumed)', 'energy_rating': 'Good', 'env_rating': 'Good'}, {'description': 'Pitched, insulated at rafters', 'energy_rating': 'Average', 'env_rating': 'Average'}] | [{'description': 'Suspended, insulated (assumed)', 'energy_rating': 'N/A', 'env_rating': 'N/A'}] | [{'description': 'Description: Fully double glazed', 'energy_rating': 'Average', 'env_rating': 'Average'}] | [{'description': 'Air source heat pump, radiators, electric', 'energy_rating': 'Good', 'env_rating': 'Very Good'}] | [{'description': 'Programmer and room thermostat', 'energy_rating': 'Average', 'env_rating': 'Average'}] | [{'description': 'None', 'energy_rating': 'N/A', 'env_rating': 'N/A'}] | [{'description': 'From main system', 'energy_rating': 'Good', 'env_rating': 'Very Good'}] | [{'description': 'Low energy lighting in all fixed outlets', 'energy_rating': 'Very Good', 'env_rating': 'Very Good'}] | [] | 6 | 5 | 30 | 0.2 | 3.4000000000000004 | 0.8095238095238095 | 0 | TRUE | TRUE | TRUE | [{'description': 'Solar photovoltaic panels, 2.5 kWp', 'cost_min': 3500, 'cost_max': 5500, 'typical_saving': 294, 'energy_rating': 'C 80', 'env_rating': 'B 82', 'green_deal': 'Y'}, {'description': None, 'cost_min': None, 'cost_max': None, 'typical_saving': None, 'energy_rating': None, 'env_rating': None, 'green_deal': None}] | 3500 | 5500 | 4500 | 30 | 0 | 0 |  | [{'description': 'Solar photovoltaic panels, 2.5 kWp', 'cost_min': 3500, 'cost_max': 5500, 'typical_saving': 294, 'energy_rating': 'C 80', 'env_rating': 'B 82', 'green_deal': 'Y'}] | [{'description': 'Solar photovoltaic panels, 2.5 kWp', 'capex_mid': np.float64(4500.0), 'lifetime': np.int64(30), 'annual_cashflow': 294, 'npv': np.float64(19.50060190355113), 'irr': 0.05037979050668828}] |  | 150 | 1323529.4117647058 | TRUE | FALSE | 1 | 3.592814371257485 | 0.011976 | 1.1976047904191618 | FALSE | FALSE |  | Unknown | heat pump with radiators or underfloor heating | electricity | heat pump with radiators or underfloor heating ¦ electricity | TRUE | 0.085714 | 0.078125 | 0.45041 | 0.2275862068965517 | 0.6726487205051511 | 0.2292284259806645 | 2 | 83.5 | EndTerrace_2F | 9.137833441248532 | 9.137833441248532 | 9.368916720624268 | I | 5 |  |  | 23.0524 | 27.6629 |  | 3.9518 | 1.623132773373762 | 2.434699160060643 | air_source_heat_pump_radiators_electric_good_none | [{'main_heat': 'air_source_heat_pump_radiators_electric', 'main_energy': 'good', 'secondary_heat': 'none'}] | Timber frame, as built, insulated (assumed) | Flat, insulated (assumed) | Fully double glazed | timber_frame_as_built_bands_G_to_I | insulated_roof_0.35 | dbl_glz_pre_2003
1001664922 | 122038905 | 10 DUNMORE GARDENS | FINTRY | GLASGOW | G63 0XN | 56.0521 | -4.223 | 2019-11-21 | RdSAP, existing dwelling | 2019-11-27 | 182 | 85 | 2640 | 255 | 73 | C | 86 | B | 76 | C | 88 | B | 31 | Description: Solar photovoltaic panels, 2.5 kWp; Indicative Cost: ¬£3,500 - ¬£5,500; Typical Saving: 282; Energy Rating after improvement: B 86; Environmental Rating after improvement: B 88; Green Deal Eligible: Y ¦ Description: Solar water heating; Indicative Cost: ¬£4,000 - ¬£6,000; Typical Saving: 84; Energy Rating after improvement: C 76; Environmental Rating after improvement: C 78; Green Deal Eligible: Y ¦ | Timber frame, as built, insulated (assumed) | Good | Good | Pitched, 200 mm loft insulation | Good | Good | Suspended, insulated (assumed) | N/A | N/A | Description: Fully double glazed | Average | Average | Air source heat pump, radiators, electric | Good | Very Good | Programmer and room thermostat | Average | Average | None | N/A | N/A | From main system | Poor | Good | Low energy lighting in all fixed outlets | Very Good | Very Good |  |  |  | 2.6 | 1.1 | 1599 | 1602 | 837 | 579 | 204 | 204 |  | Description: Air source heat pump ¦ | 8558 | 2824 | 0 | 0 | 0 |  | 1999-2002 | 2.4 | S01006074 (Strathendrick) | 106 | 0 | 10 | 10 | 100 |  |  | 1 | 5 |  | 5 | Stirling |  | heat pump with radiators or underfloor heating | electricity | 2204 | natural | Unknown | 100 | double glazing, unknown install date | 0 | Array: Roof Area: 0%; Connection: not applicable (FGHRS or no PV); ¦ | FALSE | unknown | RHI application |  | 00RGMB | Forth and Endrick | 0 | Enclosed End-Terrace | House | S01013015 (Kippen and Fintry - 01) | 2019-11-27 10:51 | 2592-1916-2209-9741-6900 | 10 DUNMORE GARDENS ¦ G63 0XN | [{'description': 'Solar photovoltaic panels, 2.5 kWp', 'cost_min': 3500, 'cost_max': 5500, 'typical_saving': 282, 'energy_rating': 'B 86', 'env_rating': 'B 88', 'green_deal': 'Y'}, {'description': 'Solar water heating', 'cost_min': 4000, 'cost_max': 6000, 'typical_saving': 84, 'energy_rating': 'C 76', 'env_rating': 'C 78', 'green_deal': 'Y'}, {'description': None, 'cost_min': None, 'cost_max': None, 'typical_saving': None, 'energy_rating': None, 'env_rating': None, 'green_deal': None}] | [{'description': 'Timber frame, as built, insulated (assumed)', 'energy_rating': 'Good', 'env_rating': 'Good'}] | [{'description': 'Pitched, 200 mm loft insulation', 'energy_rating': 'Good', 'env_rating': 'Good'}] | [{'description': 'Suspended, insulated (assumed)', 'energy_rating': 'N/A', 'env_rating': 'N/A'}] | [{'description': 'Description: Fully double glazed', 'energy_rating': 'Average', 'env_rating': 'Average'}] | [{'description': 'Air source heat pump, radiators, electric', 'energy_rating': 'Good', 'env_rating': 'Very Good'}] | [{'description': 'Programmer and room thermostat', 'energy_rating': 'Average', 'env_rating': 'Average'}] | [{'description': 'None', 'energy_rating': 'N/A', 'env_rating': 'N/A'}] | [{'description': 'From main system', 'energy_rating': 'Poor', 'env_rating': 'Good'}] | [{'description': 'Low energy lighting in all fixed outlets', 'energy_rating': 'Very Good', 'env_rating': 'Very Good'}] | [] | 13 | 12 | 76 | 0.4175824175824176 | 1.5 | 0.5769230769230769 | 85 | TRUE | TRUE | TRUE | [{'description': 'Solar photovoltaic panels, 2.5 kWp', 'cost_min': 3500, 'cost_max': 5500, 'typical_saving': 282, 'energy_rating': 'B 86', 'env_rating': 'B 88', 'green_deal': 'Y'}, {'description': 'Solar water heating', 'cost_min': 4000, 'cost_max': 6000, 'typical_saving': 84, 'energy_rating': 'C 76', 'env_rating': 'C 78', 'green_deal': 'Y'}, {'description': None, 'cost_min': None, 'cost_max': None, 'typical_saving': None, 'energy_rating': None, 'env_rating': None, 'green_deal': None}] | 7500 | 11500 | 9500 | 30 | 85 | -8193.3417 | -0.070015 | [{'description': 'Solar photovoltaic panels, 2.5 kWp', 'cost_min': 3500, 'cost_max': 5500, 'typical_saving': 282, 'energy_rating': 'B 86', 'env_rating': 'B 88', 'green_deal': 'Y'}, {'description': 'Solar water heating', 'cost_min': 4000, 'cost_max': 6000, 'typical_saving': 84, 'energy_rating': 'C 76', 'env_rating': 'C 78', 'green_deal': 'Y'}] | [{'description': 'Solar photovoltaic panels, 2.5 kWp', 'capex_mid': np.float64(4500.0), 'lifetime': np.int64(30), 'annual_cashflow': 282, 'npv': np.float64(-164.9688104190421), 'irr': 0.04675704721731977}, {'description': 'Solar water heating', 'capex_mid': np.float64(5000.0), 'lifetime': np.int64(30), 'annual_cashflow': 84, 'npv': np.float64(-3708.714113741841), 'irr': -0.03952053722033522}] | 111.76470588235294 | 125 | 6333333.333333333 | TRUE | FALSE | 1 | 5.8824 | 0.011765 | 1.1764705882352942 | FALSE | FALSE |  | Unknown | heat pump with radiators or underfloor heating | electricity | heat pump with radiators or underfloor heating ¦ electricity | TRUE | 0.1857142857142857 | 0.1875 | 0.3414786137958726 | 0.1896551724137931 | 0.69529 | 0.2788542082666764 | 1 | 85 | EndTerrace_1F | 9.219544457292889 | 9.219544457292889 | 9.409772228646444 | I | 2.4 |  |  | 11.72 | 11.72 |  | 1.6742857142857144 | 1.0564991605252112 | 1.5847487407878167 | air_source_heat_pump_radiators_electric_good_none | [{'main_heat': 'air_source_heat_pump_radiators_electric', 'main_energy': 'good', 'secondary_heat': 'none'}] | Timber frame, as built, insulated (assumed) | Pitched, 200 mm loft insulation | Fully double glazed | timber_frame_as_built_bands_G_to_I | insulated_roof_200mm | dbl_glz_pre_2003
1001664939 | 122009919 | 4 DUNMORE GARDENS | FINTRY | GLASGOW | G63 0XN | 56.05208930000001 | -4.2229 | 2019-11-21 | RdSAP, existing dwelling | 2019-11-27 | 166 | 151 | 4326 | 273 | 71 | C | 80 | C | 74 | C | 82 | B | 28 | Description: Solar water heating; Indicative Cost: ¬£4,000 - ¬£6,000; Typical Saving: 90; Energy Rating after improvement: C 73; Environmental Rating after improvement: C 76; Green Deal Eligible: Y ¦ Description: Solar photovoltaic panels, 2.5 kWp; Indicative Cost: ¬£3,500 - ¬£5,500; Typical Saving: 282; Energy Rating after improvement: C 80; Environmental Rating after improvement: B 82; Green Deal Eligible: Y ¦ | Timber frame, as built, insulated (assumed) | Good | Good | Pitched, 250 mm loft insulation | Good | Good | Suspended, insulated (assumed) | N/A | N/A | Description: Fully double glazed | Average | Average | Air source heat pump, radiators, electric | Good | Very Good | Programmer and room thermostat | Average | Average | None | N/A | N/A | From main system | Poor | Good | Low energy lighting in all fixed outlets | Very Good | Very Good |  |  |  | 4.3 | 1.1 | 3120 | 3126 | 918 | 639 | 288 | 288 |  | Description: Air source heat pump ¦ | 17131 | 2978 | 0 | 0 | 0 |  | 1999-2002 | 2.5 | S01006074 (Strathendrick) | 123 | 0 | 11 | 11 | 100 |  |  | 1 | 5 |  | 5 | Stirling |  | heat pump with radiators or underfloor heating | electricity | 2204 | natural | Unknown | 100 | double glazing, unknown install date | 0 | Array: Roof Area: 0%; Connection: not applicable (FGHRS or no PV); ¦ | FALSE | unknown | RHI application |  | 00RGMB | Forth and Endrick | 0 | Detached | Bungalow | S01013015 (Kippen and Fintry - 01) | 2019-11-27 10:51 | 2599-1916-3209-9341-6904 | 4 DUNMORE GARDENS ¦ G63 0XN | [{'description': 'Solar water heating', 'cost_min': 4000, 'cost_max': 6000, 'typical_saving': 90, 'energy_rating': 'C 73', 'env_rating': 'C 76', 'green_deal': 'Y'}, {'description': 'Solar photovoltaic panels, 2.5 kWp', 'cost_min': 3500, 'cost_max': 5500, 'typical_saving': 282, 'energy_rating': 'C 80', 'env_rating': 'B 82', 'green_deal': 'Y'}, {'description': None, 'cost_min': None, 'cost_max': None, 'typical_saving': None, 'energy_rating': None, 'env_rating': None, 'green_deal': None}] | [{'description': 'Timber frame, as built, insulated (assumed)', 'energy_rating': 'Good', 'env_rating': 'Good'}] | [{'description': 'Pitched, 250 mm loft insulation', 'energy_rating': 'Good', 'env_rating': 'Good'}] | [{'description': 'Suspended, insulated (assumed)', 'energy_rating': 'N/A', 'env_rating': 'N/A'}] | [{'description': 'Description: Fully double glazed', 'energy_rating': 'Average', 'env_rating': 'Average'}] | [{'description': 'Air source heat pump, radiators, electric', 'energy_rating': 'Good', 'env_rating': 'Very Good'}] | [{'description': 'Programmer and room thermostat', 'energy_rating': 'Average', 'env_rating': 'Average'}] | [{'description': 'None', 'energy_rating': 'N/A', 'env_rating': 'N/A'}] | [{'description': 'From main system', 'energy_rating': 'Poor', 'env_rating': 'Good'}] | [{'description': 'Low energy lighting in all fixed outlets', 'energy_rating': 'Very Good', 'env_rating': 'Very Good'}] | [] | 9 | 8 | 43 | 0.2590361445783132 | 3.1999999999999997 | 0.7441860465116279 | 91 | TRUE | TRUE | TRUE | [{'description': 'Solar water heating', 'cost_min': 4000, 'cost_max': 6000, 'typical_saving': 90, 'energy_rating': 'C 73', 'env_rating': 'C 76', 'green_deal': 'Y'}, {'description': 'Solar photovoltaic panels, 2.5 kWp', 'cost_min': 3500, 'cost_max': 5500, 'typical_saving': 282, 'energy_rating': 'C 80', 'env_rating': 'B 82', 'green_deal': 'Y'}, {'description': None, 'cost_min': None, 'cost_max': None, 'typical_saving': None, 'energy_rating': None, 'env_rating': None, 'green_deal': None}] | 7500 | 11500 | 9500 | 30 | 91 | -8101.107 | -0.066908 | [{'description': 'Solar water heating', 'cost_min': 4000, 'cost_max': 6000, 'typical_saving': 90, 'energy_rating': 'C 73', 'env_rating': 'C 76', 'green_deal': 'Y'}, {'description': 'Solar photovoltaic panels, 2.5 kWp', 'cost_min': 3500, 'cost_max': 5500, 'typical_saving': 282, 'energy_rating': 'C 80', 'env_rating': 'B 82', 'green_deal': 'Y'}] | [{'description': 'Solar water heating', 'capex_mid': np.float64(5000.0), 'lifetime': np.int64(30), 'annual_cashflow': 90, 'npv': np.float64(-3616.479407580546), 'irr': -0.035896104640058435}, {'description': 'Solar photovoltaic panels, 2.5 kWp', 'capex_mid': np.float64(4500.0), 'lifetime': np.int64(30), 'annual_cashflow': 282, 'npv': np.float64(-164.9688104190421), 'irr': 0.04675704721731977}] | 104.3956043956044 | 220.93023255813952 | 2968750.0000000005 | TRUE | FALSE | 1 | 3.3112582781456954 | 0.0066225 | 0.6622516556291391 | FALSE | FALSE |  | Unknown | heat pump with radiators or underfloor heating | electricity | heat pump with radiators or underfloor heating ¦ electricity | TRUE | 0.1285714285714285 | 0.125 | 0.3427049296041313 | 0.3352044907778668 | 0.6800847457627117 | 0.2626353070129285 | 2 | 75.5 | Detached_2F | 10.64189832689638 | 7.094598884597588 | 8.347299442298795 | I | 5 | 35.47299442298794 | 177.3649721149397 | 20.841199999999997 | 20.841199999999997 | 0.1175045994227882 | 2.977314285714286 | 1.408856341319508 | 2.1132845119792623 | air_source_heat_pump_radiators_electric_good_none | [{'main_heat': 'air_source_heat_pump_radiators_electric', 'main_energy': 'good', 'secondary_heat': 'none'}] | Timber frame, as built, insulated (assumed) | Pitched, 250 mm loft insulation | Fully double glazed | timber_frame_as_built_bands_G_to_I | insulated_roof_250mm | dbl_glz_pre_2003
1000238924 | 122009851 | 89 MAIN STREET | FINTRY | GLASGOW | G63 0XE | 56.0536 | -4.2254 | 2019-11-20 | RdSAP, existing dwelling | 2019-11-21 | 532 | 60 | 3606 | 1938 | 56 | D | 80 | C | 43 | E | 66 | D | 90 | Description: Floor insulation (solid floor); Indicative Cost: ¬£4,000 - ¬£6,000; Typical Saving: 114; Energy Rating after improvement: D 68; Environmental Rating after improvement: D 60; Green Deal Eligible: Y ¦ Description: Add additional 80¬†mm jacket to hot water cylinder; Indicative Cost: ¬£15 - ¬£30; Typical Saving: 24; Energy Rating after improvement: C 69; Environmental Rating after improvement: D 61; Green Deal Eligible: Y ¦ Description: High heat retention storage heaters and dual immersion cylinder; Indicative Cost: ¬£1,200 - ¬£1,800; Typical Saving: 204; Energy Rating after improvement: C 79; Environmental Rating after improvement: D 65; Green Deal Eligible: Y ¦ Description: High performance external doors; Indicative Cost: ¬£1,000; Typical Saving: 31; Energy Rating after improvement: C 80; Environmental Rating after improvement: D 66; Green Deal Eligible: Y ¦ Description: Low energy lighting for all fixed outlets; Indicative Cost: ¬£30; Typical Saving: 38; Energy Rating after improvement: C 71; Environmental Rating after improvement: D 62; Green Deal Eligible: N ¦ Description: Internal or external wall insulation; Indicative Cost: ¬£4,000 - ¬£14,000; Typical Saving: 235; Energy Rating after improvement: D 64; Environmental Rating after improvement: E 53; Green Deal Eligible: Y ¦ | Sandstone or limestone, as built, no insulation (assumed) | Poor | Poor | (another dwelling above) | N/A | N/A | Solid, no insulation (assumed) | N/A | N/A | Description: Fully double glazed | Average | Average | Electric storage heaters | Average | Very Poor | Automatic charge control | Average | Average | Room heaters, electric | N/A | N/A | Electric immersion, off-peak | Very Poor | Poor | No low energy lighting | Very Poor | Very Poor |  |  |  | 5.4 | 2.4 | 2385 | 1017 | 897 | 489 | 324 | 162 | Description: Biomass boiler (Exempted Appliance if in Smoke Control Area) ¦ Description: Air or ground source heat pump ¦ |  | 7821 | 1935 | 0 | 0 | 2345 |  | 1930-1949 | 2.41 | S01006074 (Strathendrick) | 294 | 0 | 6 | 0 | 0 | ground floor | 0 | 1 | 3 | no corridor | 3 | Stirling |  | electric storage heaters | electricity | 2402 | natural | dual | 100 | double glazing, unknown install date | 0 | Array: Roof Area: 0%; Connection: not applicable (FGHRS or no PV); ¦ | FALSE | rented (private) | rental |  | 00RGMB | Forth and Endrick | 0 | Mid-Terrace | Flat | S01013015 (Kippen and Fintry - 01) | 2019-11-21 10:31 | 4811-2329-9009-0800-2926 | 89 MAIN STREET ¦ G63 0XE | [{'description': 'Floor insulation (solid floor)', 'cost_min': 4000, 'cost_max': 6000, 'typical_saving': 114, 'energy_rating': 'D 68', 'env_rating': 'D 60', 'green_deal': 'Y'}, {'description': 'Add additional 80\xa0mm jacket to hot water cylinder', 'cost_min': 15, 'cost_max': 30, 'typical_saving': 24, 'energy_rating': 'C 69', 'env_rating': 'D 61', 'green_deal': 'Y'}, {'description': 'High heat retention storage heaters and dual immersion cylinder', 'cost_min': 1200, 'cost_max': 1800, 'typical_saving': 204, 'energy_rating': 'C 79', 'env_rating': 'D 65', 'green_deal': 'Y'}, {'description': 'High performance external doors', 'cost_min': None, 'cost_max': None, 'typical_saving': 31, 'energy_rating': 'C 80', 'env_rating': 'D 66', 'green_deal': 'Y'}, {'description': 'Low energy lighting for all fixed outlets', 'cost_min': None, 'cost_max': None, 'typical_saving': 38, 'energy_rating': 'C 71', 'env_rating': 'D 62', 'green_deal': 'N'}, {'description': 'Internal or external wall insulation', 'cost_min': 4000, 'cost_max': 14000, 'typical_saving': 235, 'energy_rating': 'D 64', 'env_rating': 'E 53', 'green_deal': 'Y'}, {'description': None, 'cost_min': None, 'cost_max': None, 'typical_saving': None, 'energy_rating': None, 'env_rating': None, 'green_deal': None}] | [{'description': 'Sandstone or limestone, as built, no insulation (assumed)', 'energy_rating': 'Poor', 'env_rating': 'Poor'}] | [{'description': '(another dwelling above)', 'energy_rating': 'N/A', 'env_rating': 'N/A'}] | [{'description': 'Solid, no insulation (assumed)', 'energy_rating': 'N/A', 'env_rating': 'N/A'}] | [{'description': 'Description: Fully double glazed', 'energy_rating': 'Average', 'env_rating': 'Average'}] | [{'description': 'Electric storage heaters', 'energy_rating': 'Average', 'env_rating': 'Very Poor'}] | [{'description': 'Automatic charge control', 'energy_rating': 'Average', 'env_rating': 'Average'}] | [{'description': 'Room heaters, electric', 'energy_rating': 'N/A', 'env_rating': 'N/A'}] | [{'description': 'Electric immersion, off-peak', 'energy_rating': 'Very Poor', 'env_rating': 'Poor'}] | [{'description': 'No low energy lighting', 'energy_rating': 'Very Poor', 'env_rating': 'Very Poor'}] | [] | 24 | 23 | 238 | 0.4473684210526316 | 3.0000000000000004 | 0.5555555555555556 | 646 | TRUE | TRUE | TRUE | [{'description': 'Floor insulation (solid floor)', 'cost_min': 4000, 'cost_max': 6000, 'typical_saving': 114, 'energy_rating': 'D 68', 'env_rating': 'D 60', 'green_deal': 'Y'}, {'description': 'Add additional 80\xa0mm jacket to hot water cylinder', 'cost_min': 15, 'cost_max': 30, 'typical_saving': 24, 'energy_rating': 'C 69', 'env_rating': 'D 61', 'green_deal': 'Y'}, {'description': 'High heat retention storage heaters and dual immersion cylinder', 'cost_min': 1200, 'cost_max': 1800, 'typical_saving': 204, 'energy_rating': 'C 79', 'env_rating': 'D 65', 'green_deal': 'Y'}, {'description': 'High performance external doors', 'cost_min': None, 'cost_max': None, 'typical_saving': 31, 'energy_rating': 'C 80', 'env_rating': 'D 66', 'green_deal': 'Y'}, {'description': 'Low energy lighting for all fixed outlets', 'cost_min': None, 'cost_max': None, 'typical_saving': 38, 'energy_rating': 'C 71', 'env_rating': 'D 62', 'green_deal': 'N'}, {'description': 'Internal or external wall insulation', 'cost_min': 4000, 'cost_max': 14000, 'typical_saving': 235, 'energy_rating': 'D 64', 'env_rating': 'E 53', 'green_deal': 'Y'}, {'description': None, 'cost_min': None, 'cost_max': None, 'typical_saving': None, 'energy_rating': None, 'env_rating': None, 'green_deal': None}] | 9215 | 21830 | 15522.5 | 47.096774193548384 | 646 | -3906.7639 | 0.032258 | [{'description': 'Floor insulation (solid floor)', 'cost_min': 4000, 'cost_max': 6000, 'typical_saving': 114, 'energy_rating': 'D 68', 'env_rating': 'D 60', 'green_deal': 'Y'}, {'description': 'Add additional 80\xa0mm jacket to hot water cylinder', 'cost_min': 15, 'cost_max': 30, 'typical_saving': 24, 'energy_rating': 'C 69', 'env_rating': 'D 61', 'green_deal': 'Y'}, {'description': 'High heat retention storage heaters and dual immersion cylinder', 'cost_min': 1200, 'cost_max': 1800, 'typical_saving': 204, 'energy_rating': 'C 79', 'env_rating': 'D 65', 'green_deal': 'Y'}, {'description': 'High performance external doors', 'cost_min': None, 'cost_max': None, 'typical_saving': 31, 'energy_rating': 'C 80', 'env_rating': 'D 66', 'green_deal': 'Y'}, {'description': 'Low energy lighting for all fixed outlets', 'cost_min': None, 'cost_max': None, 'typical_saving': 38, 'energy_rating': 'C 71', 'env_rating': 'D 62', 'green_deal': 'N'}, {'description': 'Internal or external wall insulation', 'cost_min': 4000, 'cost_max': 14000, 'typical_saving': 235, 'energy_rating': 'D 64', 'env_rating': 'E 53', 'green_deal': 'Y'}] | [{'description': 'Floor insulation (solid floor)', 'capex_mid': np.float64(5000.0), 'lifetime': np.int64(50), 'annual_cashflow': 114, 'npv': np.float64(-2918.8244974970285), 'irr': 0.00526469340769764}, {'description': 'Add additional 80\xa0mm jacket to hot water cylinder', 'capex_mid': np.float64(22.5), 'lifetime': 15, 'annual_cashflow': 24, 'npv': np.float64(226.6117929163342), 'irr': 1.0666467583309336}, {'description': 'High heat retention storage heaters and dual immersion cylinder', 'capex_mid': np.float64(1500.0), 'lifetime': np.int64(20), 'annual_cashflow': 204, 'npv': np.float64(1042.290909878156), 'irr': 0.12252133716301894}, {'description': 'High performance external doors', 'capex_mid': nan, 'lifetime': np.int64(30), 'annual_cashflow': 31, 'npv': nan, 'irr': nan}, {'description': 'Low energy lighting for all fixed outlets', 'capex_mid': nan, 'lifetime': np.int64(20), 'annual_cashflow': 38, 'npv': nan, 'irr': nan}, {'description': 'Internal or external wall insulation', 'capex_mid': np.float64(9000.0), 'lifetime': np.int64(50), 'annual_cashflow': 235, 'npv': np.float64(-4709.857516770193), 'irr': 0.011003967507176471}] | 24.02863777089783 | 65.22058823529412 | 5174166.666666666 | TRUE | FALSE | 1 | 5 | 0.016667 | 1.6666666666666667 | TRUE | FALSE |  | Unknown | electric storage heaters | electricity | electric storage heaters ¦ electricity | TRUE | 0.3428571428571428 | 0.35938 | 0.3984712400339295 | 0.098955 | 0.6900527306967984 | 0.36887 | 2 | 30 | MidTerrace_2F | 5.477225575051661 | 5.477225575051661 | 7.5386 | C | 4.82 |  |  | 14.195 | 14.195 |  | 2.027857142857143 | 1.162714393952686 | 1.7440715909290292 | electric_storage_heaters_average_room_heaters_electric | [{'main_heat': 'electric_storage_heaters', 'main_energy': 'average', 'secondary_heat': 'room_heaters_electric'}] | Sandstone or limestone, as built, no insulation (assumed) | (another dwelling above) | Fully double glazed | sandstone_limestone_as_built_band_C | NIM | dbl_glz_pre_2003
1002143291 | 122009942 | 11 MENZIES AVENUE | FINTRY | GLASGOW | G63 0YE | 56.0592 | -4.2253 | 2019-11-05 | RdSAP, existing dwelling | 2020-02-28 | 232 | 158 | 4764 | 756 | 57 | D | 71 | C | 43 | E | 56 | D | 66 | Description: Solar photovoltaic panels, 2.5 kWp; Indicative Cost: ¬£3,500 - ¬£5,500; Typical Saving: 294; Energy Rating after improvement: C 71; Environmental Rating after improvement: D 56; Green Deal Eligible: Y ¦ Description: Low energy lighting for all fixed outlets; Indicative Cost: ¬£25; Typical Saving: 26; Energy Rating after improvement: D 62; Environmental Rating after improvement: E 49; Green Deal Eligible: N ¦ Description: Solar water heating; Indicative Cost: ¬£4,000 - ¬£6,000; Typical Saving: 48; Energy Rating after improvement: D 64; Environmental Rating after improvement: E 50; Green Deal Eligible: Y ¦ Description: Floor insulation (suspended floor); Indicative Cost: ¬£800 - ¬£1,200; Typical Saving: 179; Energy Rating after improvement: D 62; Environmental Rating after improvement: E 48; Green Deal Eligible: Y ¦ | Cavity wall, filled cavity | Average | Average | Flat, insulated (assumed) ¦ Pitched, 270 mm loft insulation | Average ¦ Good | Average ¦ Good | Suspended, no insulation (assumed) | N/A | N/A | Description: Fully double glazed | Good | Good | Boiler and radiators, oil | Average | Good | Programmer, room thermostat and TRVs | Good | Good | Room heaters, coal | N/A | N/A | From main system | Average | Average | Low energy lighting in 69% of fixed outlets | Good | Good |  |  |  | 10 | 2 | 3927 | 3420 | 453 | 294 | 384 | 294 |  |  | 21735 | 2851 | 0 | 0 | 0 |  | 1965-1975 | 2.5 | S01006074 (Strathendrick) | 164 | 1 | 16 | 11 | 69 |  |  | 1 | 6 |  | 6 | Stirling |  | boiler with radiators or underfloor heating | oil | 2106 | natural | Single | 100 | double glazing installed during or after 2002 | 1 | Array: Roof Area: 0%; Connection: not applicable (FGHRS or no PV); ¦ | FALSE | owner-occupied | marketed sale |  | 00RGMB | Forth and Endrick | 0 | Detached | House | S01013015 (Kippen and Fintry - 01) | 2020-02-28 08:44 | 1311-9429-2209-0385-1906 | 11 MENZIES AVENUE ¦ G63 0YE | [{'description': 'Solar photovoltaic panels, 2.5 kWp', 'cost_min': 3500, 'cost_max': 5500, 'typical_saving': 294, 'energy_rating': 'C 71', 'env_rating': 'D 56', 'green_deal': 'Y'}, {'description': 'Low energy lighting for all fixed outlets', 'cost_min': None, 'cost_max': None, 'typical_saving': 26, 'energy_rating': 'D 62', 'env_rating': 'E 49', 'green_deal': 'N'}, {'description': 'Solar water heating', 'cost_min': 4000, 'cost_max': 6000, 'typical_saving': 48, 'energy_rating': 'D 64', 'env_rating': 'E 50', 'green_deal': 'Y'}, {'description': 'Floor insulation (suspended floor)', 'cost_min': 800, 'cost_max': 1200, 'typical_saving': 179, 'energy_rating': 'D 62', 'env_rating': 'E 48', 'green_deal': 'Y'}, {'description': None, 'cost_min': None, 'cost_max': None, 'typical_saving': None, 'energy_rating': None, 'env_rating': None, 'green_deal': None}] | [{'description': 'Cavity wall, filled cavity', 'energy_rating': 'Average', 'env_rating': 'Average'}] | [{'description': 'Flat, insulated (assumed)', 'energy_rating': 'Average', 'env_rating': 'Average'}, {'description': 'Pitched, 270 mm loft insulation', 'energy_rating': 'Good', 'env_rating': 'Good'}] | [{'description': 'Suspended, no insulation (assumed)', 'energy_rating': 'N/A', 'env_rating': 'N/A'}] | [{'description': 'Description: Fully double glazed', 'energy_rating': 'Good', 'env_rating': 'Good'}] | [{'description': 'Boiler and radiators, oil', 'energy_rating': 'Average', 'env_rating': 'Good'}] | [{'description': 'Programmer, room thermostat and TRVs', 'energy_rating': 'Good', 'env_rating': 'Good'}] | [{'description': 'Room heaters, coal', 'energy_rating': 'N/A', 'env_rating': 'N/A'}] | [{'description': 'From main system', 'energy_rating': 'Average', 'env_rating': 'Average'}] | [{'description': 'Low energy lighting in 69% of fixed outlets', 'energy_rating': 'Good', 'env_rating': 'Good'}] | [] | 14 | 13 | 68 | 0.2931 | 8 | 0.8 | 252 | TRUE | TRUE | TRUE | [{'description': 'Solar photovoltaic panels, 2.5 kWp', 'cost_min': 3500, 'cost_max': 5500, 'typical_saving': 294, 'energy_rating': 'C 71', 'env_rating': 'D 56', 'green_deal': 'Y'}, {'description': 'Low energy lighting for all fixed outlets', 'cost_min': None, 'cost_max': None, 'typical_saving': 26, 'energy_rating': 'D 62', 'env_rating': 'E 49', 'green_deal': 'N'}, {'description': 'Solar water heating', 'cost_min': 4000, 'cost_max': 6000, 'typical_saving': 48, 'energy_rating': 'D 64', 'env_rating': 'E 50', 'green_deal': 'Y'}, {'description': 'Floor insulation (suspended floor)', 'cost_min': 800, 'cost_max': 1200, 'typical_saving': 179, 'energy_rating': 'D 62', 'env_rating': 'E 48', 'green_deal': 'Y'}, {'description': None, 'cost_min': None, 'cost_max': None, 'typical_saving': None, 'energy_rating': None, 'env_rating': None, 'green_deal': None}] | 8300 | 12700 | 10500 | 31.904761904761905 | 252 | -6570.6118 | -0.017545 | [{'description': 'Solar photovoltaic panels, 2.5 kWp', 'cost_min': 3500, 'cost_max': 5500, 'typical_saving': 294, 'energy_rating': 'C 71', 'env_rating': 'D 56', 'green_deal': 'Y'}, {'description': 'Low energy lighting for all fixed outlets', 'cost_min': None, 'cost_max': None, 'typical_saving': 26, 'energy_rating': 'D 62', 'env_rating': 'E 49', 'green_deal': 'N'}, {'description': 'Solar water heating', 'cost_min': 4000, 'cost_max': 6000, 'typical_saving': 48, 'energy_rating': 'D 64', 'env_rating': 'E 50', 'green_deal': 'Y'}, {'description': 'Floor insulation (suspended floor)', 'cost_min': 800, 'cost_max': 1200, 'typical_saving': 179, 'energy_rating': 'D 62', 'env_rating': 'E 48', 'green_deal': 'Y'}] | [{'description': 'Solar photovoltaic panels, 2.5 kWp', 'capex_mid': np.float64(4500.0), 'lifetime': np.int64(30), 'annual_cashflow': 294, 'npv': np.float64(19.50060190355113), 'irr': 0.05037979050668828}, {'description': 'Low energy lighting for all fixed outlets', 'capex_mid': nan, 'lifetime': np.int64(20), 'annual_cashflow': 26, 'npv': nan, 'irr': nan}, {'description': 'Solar water heating', 'capex_mid': np.float64(5000.0), 'lifetime': np.int64(30), 'annual_cashflow': 48, 'npv': np.float64(-4262.122350709625), 'irr': -0.06680773549475627}, {'description': 'Floor insulation (suspended floor)', 'capex_mid': np.float64(1000.0), 'lifetime': np.int64(50), 'annual_cashflow': 179, 'npv': np.float64(2267.810657438875), 'irr': 0.1789523524732921}] | 41.666666666666664 | 154.41176470588235 | 1312500 | TRUE | FALSE | 1 | 3.7975 | 0.0063291 | 0.6329113924050633 | FALSE | FALSE |  | Unknown | boiler with radiators or underfloor heating | oil | boiler with radiators or underfloor heating ¦ oil | TRUE | 0.1999999999999999 | 0.20312 | 0.36305 | 0.2342799188640973 | 0.6726 | 0.2932746965819525 | 2 | 79 | Detached_2F | 10.885770528538622 | 7.2572 | 8.4286 | E | 5 | 36.28590176107724 | 181.4295088053862 | 26.9082 | 26.9082 | 0.1483121471097824 | 3.8440285714285714 | 1.600839065704518 | 2.401258598556777 | boiler_radiators_oil_average_room_heaters_coal | [{'main_heat': 'boiler_radiators_oil', 'main_energy': 'average', 'secondary_heat': 'room_heaters_coal'}] | Cavity wall, filled cavity | Flat, insulated (assumed) | Fully double glazed | cavity_filled_bands_A_to_E | insulated_roof_12mm | dbl_glz_pre_2003
1001627568 | 122047260 | PROVANSTON | FINTRY | GLASGOW | G63 0LP | 56.0725 | -4.2376 | 2019-10-16 | RdSAP, existing dwelling | 2019-10-17 | 254 | 425 | 13290 | 3975 | 43 | E | 69 | C | 41 | E | 63 | D | 60 | Description: Wind turbine; Indicative Cost: ¬£15,000 - ¬£25,000; Typical Saving: 628; Energy Rating after improvement: C 69; Environmental Rating after improvement: D 63; Green Deal Eligible: Y ¦ Description: Floor insulation (suspended floor); Indicative Cost: ¬£800 - ¬£1,200; Typical Saving: 92; Energy Rating after improvement: D 58; Environmental Rating after improvement: E 53; Green Deal Eligible: Y ¦ Description: Room-in-roof insulation; Indicative Cost: ¬£1,500 - ¬£2,700; Typical Saving: 222; Energy Rating after improvement: E 46; Environmental Rating after improvement: E 43; Green Deal Eligible: Y ¦ Description: Cavity wall insulation; Indicative Cost: ¬£500 - ¬£1,500; Typical Saving: 288; Energy Rating after improvement: E 50; Environmental Rating after improvement: E 46; Green Deal Eligible: Y ¦ Description: Internal or external wall insulation; Indicative Cost: ¬£4,000 - ¬£14,000; Typical Saving: 507; Energy Rating after improvement: D 56; Environmental Rating after improvement: E 52; Green Deal Eligible: Y ¦ Description: Floor insulation (solid floor); Indicative Cost: ¬£4,000 - ¬£6,000; Typical Saving: 153; Energy Rating after improvement: D 60; Environmental Rating after improvement: D 55; Green Deal Eligible: Y ¦ Description: Low energy lighting for all fixed outlets; Indicative Cost: ¬£175; Typical Saving: 64; Energy Rating after improvement: D 60; Environmental Rating after improvement: D 56; Green Deal Eligible: N ¦ Description: Solar photovoltaic panels, 2.5 kWp; Indicative Cost: ¬£3,500 - ¬£5,500; Typical Saving: 282; Energy Rating after improvement: D 63; Environmental Rating after improvement: D 58; Green Deal Eligible: Y ¦ | Cavity wall, as built, no insulation (assumed) ¦ Sandstone or limestone, as built, no insulation (assumed) | Poor ¦ Poor | Poor ¦ Poor | Pitched, 150 mm loft insulation ¦ Pitched, no insulation (assumed) ¦ Roof room(s), ceiling insulated | Good ¦ Very Poor ¦ Very Poor | Good ¦ Very Poor ¦ Very Poor | Solid, no insulation (assumed) ¦ Suspended, no insulation (assumed) | N/A ¦ N/A | N/A ¦ N/A | Description: Fully double glazed | Average | Average | Boiler and radiators, oil | Average | Good | Programmer, room thermostat and TRVs | Good | Good | Room heaters, wood logs | N/A | N/A | From main system | Average | Average | Low energy lighting in 54% of fixed outlets | Good | Good |  |  |  | 25 | 10 | 12090 | 8340 | 480 | 480 | 720 | 495 | Description: External insulation with cavity wall insulation ¦ | Description: Biomass secondary heating ¦ | 79208 | 3230 | 8848 | 5875 | 10395 |  | before 1919 | 2.42 | S01006074 (Strathendrick) | 141 | 4 | 76 | 41 | 54 |  |  | 1 | 15 |  | 15 | Stirling |  | boiler with radiators or underfloor heating | oil | 2106 | natural | Single | 100 | double glazing, unknown install date | 0 | Array: Roof Area: 0%; Connection: not applicable (FGHRS or no PV); ¦ | FALSE | owner-occupied | marketed sale |  | 00RGMB | Forth and Endrick | 0 | Detached | House | S01013015 (Kippen and Fintry - 01) | 2019-10-17 20:15 | 9150-2876-6100-9291-7635 | PROVANSTON ¦ G63 0LP | [{'description': 'Wind turbine', 'cost_min': 15000, 'cost_max': 25000, 'typical_saving': 628, 'energy_rating': 'C 69', 'env_rating': 'D 63', 'green_deal': 'Y'}, {'description': 'Floor insulation (suspended floor)', 'cost_min': 800, 'cost_max': 1200, 'typical_saving': 92, 'energy_rating': 'D 58', 'env_rating': 'E 53', 'green_deal': 'Y'}, {'description': 'Room-in-roof insulation', 'cost_min': 1500, 'cost_max': 2700, 'typical_saving': 222, 'energy_rating': 'E 46', 'env_rating': 'E 43', 'green_deal': 'Y'}, {'description': 'Cavity wall insulation', 'cost_min': 500, 'cost_max': 1500, 'typical_saving': 288, 'energy_rating': 'E 50', 'env_rating': 'E 46', 'green_deal': 'Y'}, {'description': 'Internal or external wall insulation', 'cost_min': 4000, 'cost_max': 14000, 'typical_saving': 507, 'energy_rating': 'D 56', 'env_rating': 'E 52', 'green_deal': 'Y'}, {'description': 'Floor insulation (solid floor)', 'cost_min': 4000, 'cost_max': 6000, 'typical_saving': 153, 'energy_rating': 'D 60', 'env_rating': 'D 55', 'green_deal': 'Y'}, {'description': 'Low energy lighting for all fixed outlets', 'cost_min': None, 'cost_max': None, 'typical_saving': 64, 'energy_rating': 'D 60', 'env_rating': 'D 56', 'green_deal': 'N'}, {'description': 'Solar photovoltaic panels, 2.5 kWp', 'cost_min': 3500, 'cost_max': 5500, 'typical_saving': 282, 'energy_rating': 'D 63', 'env_rating': 'D 58', 'green_deal': 'Y'}, {'description': None, 'cost_min': None, 'cost_max': None, 'typical_saving': None, 'energy_rating': None, 'env_rating': None, 'green_deal': None}] | [{'description': 'Cavity wall, as built, no insulation (assumed)', 'energy_rating': 'Poor', 'env_rating': 'Poor'}, {'description': 'Sandstone or limestone, as built, no insulation (assumed)', 'energy_rating': 'Poor', 'env_rating': 'Poor'}] | [{'description': 'Pitched, 150 mm loft insulation', 'energy_rating': 'Good', 'env_rating': 'Good'}, {'description': 'Pitched, no insulation (assumed)', 'energy_rating': 'Very Poor', 'env_rating': 'Very Poor'}, {'description': 'Roof room(s), ceiling insulated', 'energy_rating': 'Very Poor', 'env_rating': 'Very Poor'}] | [{'description': 'Solid, no insulation (assumed)', 'energy_rating': 'N/A', 'env_rating': 'N/A'}, {'description': 'Suspended, no insulation (assumed)', 'energy_rating': 'N/A', 'env_rating': 'N/A'}] | [{'description': 'Description: Fully double glazed', 'energy_rating': 'Average', 'env_rating': 'Average'}] | [{'description': 'Boiler and radiators, oil', 'energy_rating': 'Average', 'env_rating': 'Good'}] | [{'description': 'Programmer, room thermostat and TRVs', 'energy_rating': 'Good', 'env_rating': 'Good'}] | [{'description': 'Room heaters, wood logs', 'energy_rating': 'N/A', 'env_rating': 'N/A'}] | [{'description': 'From main system', 'energy_rating': 'Average', 'env_rating': 'Average'}] | [{'description': 'Low energy lighting in 54% of fixed outlets', 'energy_rating': 'Good', 'env_rating': 'Good'}] | [] | 26 | 22 | 113 | 0.4448818897637795 | 15 | 0.6 | 1325 | TRUE | TRUE | TRUE | [{'description': 'Wind turbine', 'cost_min': 15000, 'cost_max': 25000, 'typical_saving': 628, 'energy_rating': 'C 69', 'env_rating': 'D 63', 'green_deal': 'Y'}, {'description': 'Floor insulation (suspended floor)', 'cost_min': 800, 'cost_max': 1200, 'typical_saving': 92, 'energy_rating': 'D 58', 'env_rating': 'E 53', 'green_deal': 'Y'}, {'description': 'Room-in-roof insulation', 'cost_min': 1500, 'cost_max': 2700, 'typical_saving': 222, 'energy_rating': 'E 46', 'env_rating': 'E 43', 'green_deal': 'Y'}, {'description': 'Cavity wall insulation', 'cost_min': 500, 'cost_max': 1500, 'typical_saving': 288, 'energy_rating': 'E 50', 'env_rating': 'E 46', 'green_deal': 'Y'}, {'description': 'Internal or external wall insulation', 'cost_min': 4000, 'cost_max': 14000, 'typical_saving': 507, 'energy_rating': 'D 56', 'env_rating': 'E 52', 'green_deal': 'Y'}, {'description': 'Floor insulation (solid floor)', 'cost_min': 4000, 'cost_max': 6000, 'typical_saving': 153, 'energy_rating': 'D 60', 'env_rating': 'D 55', 'green_deal': 'Y'}, {'description': 'Low energy lighting for all fixed outlets', 'cost_min': None, 'cost_max': None, 'typical_saving': 64, 'energy_rating': 'D 60', 'env_rating': 'D 56', 'green_deal': 'N'}, {'description': 'Solar photovoltaic panels, 2.5 kWp', 'cost_min': 3500, 'cost_max': 5500, 'typical_saving': 282, 'energy_rating': 'D 63', 'env_rating': 'D 58', 'green_deal': 'Y'}, {'description': None, 'cost_min': None, 'cost_max': None, 'typical_saving': None, 'energy_rating': None, 'env_rating': None, 'green_deal': None}] | 29300 | 55900 | 42600 | 38.497652582159624 | 1325 | -20250.0422 | 0.0088496 | [{'description': 'Wind turbine', 'cost_min': 15000, 'cost_max': 25000, 'typical_saving': 628, 'energy_rating': 'C 69', 'env_rating': 'D 63', 'green_deal': 'Y'}, {'description': 'Floor insulation (suspended floor)', 'cost_min': 800, 'cost_max': 1200, 'typical_saving': 92, 'energy_rating': 'D 58', 'env_rating': 'E 53', 'green_deal': 'Y'}, {'description': 'Room-in-roof insulation', 'cost_min': 1500, 'cost_max': 2700, 'typical_saving': 222, 'energy_rating': 'E 46', 'env_rating': 'E 43', 'green_deal': 'Y'}, {'description': 'Cavity wall insulation', 'cost_min': 500, 'cost_max': 1500, 'typical_saving': 288, 'energy_rating': 'E 50', 'env_rating': 'E 46', 'green_deal': 'Y'}, {'description': 'Internal or external wall insulation', 'cost_min': 4000, 'cost_max': 14000, 'typical_saving': 507, 'energy_rating': 'D 56', 'env_rating': 'E 52', 'green_deal': 'Y'}, {'description': 'Floor insulation (solid floor)', 'cost_min': 4000, 'cost_max': 6000, 'typical_saving': 153, 'energy_rating': 'D 60', 'env_rating': 'D 55', 'green_deal': 'Y'}, {'description': 'Low energy lighting for all fixed outlets', 'cost_min': None, 'cost_max': None, 'typical_saving': 64, 'energy_rating': 'D 60', 'env_rating': 'D 56', 'green_deal': 'N'}, {'description': 'Solar photovoltaic panels, 2.5 kWp', 'cost_min': 3500, 'cost_max': 5500, 'typical_saving': 282, 'energy_rating': 'D 63', 'env_rating': 'D 58', 'green_deal': 'Y'}] | [{'description': 'Wind turbine', 'capex_mid': np.float64(20000.0), 'lifetime': np.int64(30), 'annual_cashflow': 628, 'npv': np.float64(-10346.100755117583), 'irr': -0.003812300202213681}, {'description': 'Floor insulation (suspended floor)', 'capex_mid': np.float64(1000.0), 'lifetime': np.int64(50), 'annual_cashflow': 92, 'npv': np.float64(679.5451423708184), 'irr': 0.09080772167774609}, {'description': 'Room-in-roof insulation', 'capex_mid': np.float64(2100.0), 'lifetime': np.int64(50), 'annual_cashflow': 222, 'npv': np.float64(1952.815452242627), 'irr': 0.10499633983717294}, {'description': 'Cavity wall insulation', 'capex_mid': np.float64(1000.0), 'lifetime': np.int64(50), 'annual_cashflow': 288, 'npv': np.float64(4257.706532639082), 'irr': 0.2879990803663779}, {'description': 'Internal or external wall insulation', 'capex_mid': np.float64(9000.0), 'lifetime': np.int64(50), 'annual_cashflow': 507, 'npv': np.float64(255.75420850005253), 'irr': 0.05183061105805975}, {'description': 'Floor insulation (solid floor)', 'capex_mid': np.float64(5000.0), 'lifetime': np.int64(50), 'annual_cashflow': 153, 'npv': np.float64(-2206.8434045354866), 'irr': 0.01815267012289601}, {'description': 'Low energy lighting for all fixed outlets', 'capex_mid': nan, 'lifetime': np.int64(20), 'annual_cashflow': 64, 'npv': nan, 'irr': nan}, {'description': 'Solar photovoltaic panels, 2.5 kWp', 'capex_mid': np.float64(4500.0), 'lifetime': np.int64(30), 'annual_cashflow': 282, 'npv': np.float64(-164.9688104190421), 'irr': 0.04675704721731977}] | 32.15094339622642 | 376.9911504424779 | 2840000 | TRUE | FALSE | 1 | 3.5294117647058822 | 0.0023529 | 0.2352941176470588 | FALSE | FALSE |  | Unknown | boiler with radiators or underfloor heating | oil | boiler with radiators or underfloor heating ¦ oil | TRUE | 0.3714285714285714 | 0.34375 | 0.1811775401831177 | 0.5719865730851388 | 0.6795028248587569 | 0.4203947351384675 | 2 | 212.5 | Detached_2F | 17.853571071357123 | 11.902380714238085 | 10.751190357119045 | A | 4.84 | 59.511903571190416 | 288.0376132845616 | 58.725 | 58.725 | 0.2038796229782104 | 8.389285714285714 | 2.364922227655096 | 3.547383341482644 | boiler_radiators_oil_average_room_heaters_wood_logs | [{'main_heat': 'boiler_radiators_oil', 'main_energy': 'average', 'secondary_heat': 'room_heaters_wood_logs'}] | Cavity wall, as built, no insulation (assumed) | Pitched, 150 mm loft insulation | Fully double glazed | cavity_as_built_bands_A_to_E | insulated_roof_150mm | dbl_glz_pre_2003
1002389062 | 122009959 | 13 MENZIES DRIVE | FINTRY | GLASGOW | G63 0YG | 56.06 | -4.2236 | 2019-09-23 | RdSAP, existing dwelling | 2019-09-27 | 249 | 147 | 5403 | 1242 | 62 | D | 78 | C | 65 | D | 80 | C | 39 | Description: Time and temperature zone control; Indicative Cost: ¬£350 - ¬£450; Typical Saving: 148; Energy Rating after improvement: C 70; Environmental Rating after improvement: C 71; Green Deal Eligible: Y ¦ Description: Solar water heating; Indicative Cost: ¬£4,000 - ¬£6,000; Typical Saving: 57; Energy Rating after improvement: C 71; Environmental Rating after improvement: C 73; Green Deal Eligible: Y ¦ Description: Floor insulation (suspended floor); Indicative Cost: ¬£800 - ¬£1,200; Typical Saving: 209; Energy Rating after improvement: D 67; Environmental Rating after improvement: C 69; Green Deal Eligible: Y ¦ Description: Solar photovoltaic panels, 2.5 kWp; Indicative Cost: ¬£3,500 - ¬£5,500; Typical Saving: 279; Energy Rating after improvement: C 78; Environmental Rating after improvement: C 80; Green Deal Eligible: Y ¦ | Cavity wall, filled cavity | Good | Good | Roof room(s), insulated (assumed) | Good | Good | Suspended, no insulation (assumed) | N/A | N/A | Description: Fully double glazed | Good | Good | Air source heat pump, radiators, electric | Average | Good | Programmer and room thermostat | Average | Average | Room heaters, wood pellets | N/A | N/A | From main system | Good | Good | Low energy lighting in 81% of fixed outlets | Very Good | Very Good |  |  |  | 5.7 | 2.2 | 4476 | 3414 | 615 | 435 | 312 | 312 |  | Description: Biomass secondary heating ¦ Description: Air source heat pump ¦ | 16558 | 2975 | 0 | 0 | 0 |  | 1984-1991 | 2.44 | S01006074 (Strathendrick) | 157 | 0 | 16 | 13 | 81 |  |  | 1 | 6 |  | 6 | Stirling |  | heat pump with radiators or underfloor heating | electricity | 2204 | natural | dual | 100 | double glazing installed during or after 2002 | 0 | Array: Roof Area: 0%; Connection: not applicable (FGHRS or no PV); ¦ | FALSE | owner-occupied | marketed sale |  | 00RGMB | Forth and Endrick | 0 | Detached | House | S01013015 (Kippen and Fintry - 01) | 2019-09-27 13:15 | 2811-6821-0200-0947-3922 | 13 MENZIES DRIVE ¦ G63 0YG | [{'description': 'Time and temperature zone control', 'cost_min': 350, 'cost_max': 450, 'typical_saving': 148, 'energy_rating': 'C 70', 'env_rating': 'C 71', 'green_deal': 'Y'}, {'description': 'Solar water heating', 'cost_min': 4000, 'cost_max': 6000, 'typical_saving': 57, 'energy_rating': 'C 71', 'env_rating': 'C 73', 'green_deal': 'Y'}, {'description': 'Floor insulation (suspended floor)', 'cost_min': 800, 'cost_max': 1200, 'typical_saving': 209, 'energy_rating': 'D 67', 'env_rating': 'C 69', 'green_deal': 'Y'}, {'description': 'Solar photovoltaic panels, 2.5 kWp', 'cost_min': 3500, 'cost_max': 5500, 'typical_saving': 279, 'energy_rating': 'C 78', 'env_rating': 'C 80', 'green_deal': 'Y'}, {'description': None, 'cost_min': None, 'cost_max': None, 'typical_saving': None, 'energy_rating': None, 'env_rating': None, 'green_deal': None}] | [{'description': 'Cavity wall, filled cavity', 'energy_rating': 'Good', 'env_rating': 'Good'}] | [{'description': 'Roof room(s), insulated (assumed)', 'energy_rating': 'Good', 'env_rating': 'Good'}] | [{'description': 'Suspended, no insulation (assumed)', 'energy_rating': 'N/A', 'env_rating': 'N/A'}] | [{'description': 'Description: Fully double glazed', 'energy_rating': 'Good', 'env_rating': 'Good'}] | [{'description': 'Air source heat pump, radiators, electric', 'energy_rating': 'Average', 'env_rating': 'Good'}] | [{'description': 'Programmer and room thermostat', 'energy_rating': 'Average', 'env_rating': 'Average'}] | [{'description': 'Room heaters, wood pellets', 'energy_rating': 'N/A', 'env_rating': 'N/A'}] | [{'description': 'From main system', 'energy_rating': 'Good', 'env_rating': 'Good'}] | [{'description': 'Low energy lighting in 81% of fixed outlets', 'energy_rating': 'Very Good', 'env_rating': 'Very Good'}] | [] | 16 | 15 | 92 | 0.3694779116465863 | 3.5 | 0.6140350877192983 | 414 | TRUE | TRUE | TRUE | [{'description': 'Time and temperature zone control', 'cost_min': 350, 'cost_max': 450, 'typical_saving': 148, 'energy_rating': 'C 70', 'env_rating': 'C 71', 'green_deal': 'Y'}, {'description': 'Solar water heating', 'cost_min': 4000, 'cost_max': 6000, 'typical_saving': 57, 'energy_rating': 'C 71', 'env_rating': 'C 73', 'green_deal': 'Y'}, {'description': 'Floor insulation (suspended floor)', 'cost_min': 800, 'cost_max': 1200, 'typical_saving': 209, 'energy_rating': 'D 67', 'env_rating': 'C 69', 'green_deal': 'Y'}, {'description': 'Solar photovoltaic panels, 2.5 kWp', 'cost_min': 3500, 'cost_max': 5500, 'typical_saving': 279, 'energy_rating': 'C 78', 'env_rating': 'C 80', 'green_deal': 'Y'}, {'description': None, 'cost_min': None, 'cost_max': None, 'typical_saving': None, 'energy_rating': None, 'env_rating': None, 'green_deal': None}] | 8650 | 13150 | 10900 | 31.28440366972477 | 414 | -4444.5765 | 0.010538 | [{'description': 'Time and temperature zone control', 'cost_min': 350, 'cost_max': 450, 'typical_saving': 148, 'energy_rating': 'C 70', 'env_rating': 'C 71', 'green_deal': 'Y'}, {'description': 'Solar water heating', 'cost_min': 4000, 'cost_max': 6000, 'typical_saving': 57, 'energy_rating': 'C 71', 'env_rating': 'C 73', 'green_deal': 'Y'}, {'description': 'Floor insulation (suspended floor)', 'cost_min': 800, 'cost_max': 1200, 'typical_saving': 209, 'energy_rating': 'D 67', 'env_rating': 'C 69', 'green_deal': 'Y'}, {'description': 'Solar photovoltaic panels, 2.5 kWp', 'cost_min': 3500, 'cost_max': 5500, 'typical_saving': 279, 'energy_rating': 'C 78', 'env_rating': 'C 80', 'green_deal': 'Y'}] | [{'description': 'Time and temperature zone control', 'capex_mid': np.float64(400.0), 'lifetime': np.int64(15), 'annual_cashflow': 148, 'npv': np.float64(1136.1893896507274), 'irr': 0.366582864815727}, {'description': 'Solar water heating', 'capex_mid': np.float64(5000.0), 'lifetime': np.int64(30), 'annual_cashflow': 57, 'npv': np.float64(-4123.770291467677), 'irr': -0.05878560723546922}, {'description': 'Floor insulation (suspended floor)', 'capex_mid': np.float64(1000.0), 'lifetime': np.int64(50), 'annual_cashflow': 209, 'npv': np.float64(2815.488421255446), 'irr': 0.20898418332005364}, {'description': 'Solar photovoltaic panels, 2.5 kWp', 'capex_mid': np.float64(4500.0), 'lifetime': np.int64(30), 'annual_cashflow': 279, 'npv': np.float64(-211.08616349969003), 'irr': 0.04584049330242679}] | 26.32850241545894 | 118.47826086956522 | 3114285.714285714 | TRUE | FALSE | 1 | 4.081632653061225 | 0.0068027 | 0.6802721088435374 | FALSE | FALSE |  | Unknown | heat pump with radiators or underfloor heating | electricity | heat pump with radiators or underfloor heating ¦ electricity | TRUE | 0.2285714285714285 | 0.23438 | 0.3913206985204096 | 0.1797601199400299 | 0.6807425343018562 | 0.3070913965597524 | 2 | 73.5 | Detached_2F | 10.5 | 7 | 8.3 | G | 4.88 | 35 | 170.79999999999998 | 25.1752 | 25.1752 | 0.1473957845433255 | 3.596457142857143 | 1.5484308493562426 | 2.322646274034364 | air_source_heat_pump_radiators_electric_average_room_heaters_wood_pellets | [{'main_heat': 'air_source_heat_pump_radiators_electric', 'main_energy': 'average', 'secondary_heat': 'room_heaters_wood_pellets'}] | Cavity wall, filled cavity | Roof room(s), insulated (assumed) | Fully double glazed | cavity_filled_band_G | insulated_roof_75mm | dbl_glz_pre_2003
1001664930 | 122009915 | 19 DUNMORE GARDENS | FINTRY | GLASGOW | G63 0XN | 56.0524 | -4.2228 | 2019-09-08 | RdSAP, existing dwelling | 2020-02-01 | 212 | 59 | 2235 | 345 | 73 | C | 90 | B | 75 | C | 91 | B | 36 | Description: Time and temperature zone control; Indicative Cost: ¬£350 - ¬£450; Typical Saving: 33; Energy Rating after improvement: C 74; Environmental Rating after improvement: C 76; Green Deal Eligible: Y ¦ Description: Solar water heating; Indicative Cost: ¬£4,000 - ¬£6,000; Typical Saving: 82; Energy Rating after improvement: C 77; Environmental Rating after improvement: C 79; Green Deal Eligible: Y ¦ Description: Solar photovoltaic panels, 2.5 kWp; Indicative Cost: ¬£3,500 - ¬£5,500; Typical Saving: 294; Energy Rating after improvement: B 90; Environmental Rating after improvement: B 91; Green Deal Eligible: Y ¦ | Timber frame, as built, insulated (assumed) | Good | Good | Pitched, insulated (assumed) | Good | Good | Suspended, limited insulation (assumed) | N/A | N/A | Description: Fully double glazed | Average | Average | Air source heat pump, radiators, electric | Good | Very Good | Programmer, TRVs and bypass | Average | Average | None | N/A | N/A | From main system | Poor | Good | Low energy lighting in all fixed outlets | Very Good | Very Good |  |  |  | 2.1 | 1.1 | 1317 | 1221 | 771 | 522 | 147 | 147 |  | Description: Air source heat pump ¦ | 6745 | 2497 | 214 | 0 | 0 |  | 1992-1998 | 2.4 | S01006074 (Strathendrick) | 96 | 0 | 8 | 8 | 100 |  |  | 1 | 4 |  | 4 | Stirling |  | heat pump with radiators or underfloor heating | electricity | 2206 | natural | Single | 100 | double glazing, unknown install date | 0 | Array: Roof Area: 0%; Connection: not applicable (FGHRS or no PV); ¦ | FALSE | owner-occupied | none of the above |  | 00RGMB | Forth and Endrick | 0 | Semi-Detached | House | S01013015 (Kippen and Fintry - 01) | 2020-02-01 20:04 |  | 19 DUNMORE GARDENS ¦ G63 0XN | [{'description': 'Time and temperature zone control', 'cost_min': 350, 'cost_max': 450, 'typical_saving': 33, 'energy_rating': 'C 74', 'env_rating': 'C 76', 'green_deal': 'Y'}, {'description': 'Solar water heating', 'cost_min': 4000, 'cost_max': 6000, 'typical_saving': 82, 'energy_rating': 'C 77', 'env_rating': 'C 79', 'green_deal': 'Y'}, {'description': 'Solar photovoltaic panels, 2.5 kWp', 'cost_min': 3500, 'cost_max': 5500, 'typical_saving': 294, 'energy_rating': 'B 90', 'env_rating': 'B 91', 'green_deal': 'Y'}, {'description': None, 'cost_min': None, 'cost_max': None, 'typical_saving': None, 'energy_rating': None, 'env_rating': None, 'green_deal': None}] | [{'description': 'Timber frame, as built, insulated (assumed)', 'energy_rating': 'Good', 'env_rating': 'Good'}] | [{'description': 'Pitched, insulated (assumed)', 'energy_rating': 'Good', 'env_rating': 'Good'}] | [{'description': 'Suspended, limited insulation (assumed)', 'energy_rating': 'N/A', 'env_rating': 'N/A'}] | [{'description': 'Description: Fully double glazed', 'energy_rating': 'Average', 'env_rating': 'Average'}] | [{'description': 'Air source heat pump, radiators, electric', 'energy_rating': 'Good', 'env_rating': 'Very Good'}] | [{'description': 'Programmer, TRVs and bypass', 'energy_rating': 'Average', 'env_rating': 'Average'}] | [{'description': 'None', 'energy_rating': 'N/A', 'env_rating': 'N/A'}] | [{'description': 'From main system', 'energy_rating': 'Poor', 'env_rating': 'Good'}] | [{'description': 'Low energy lighting in all fixed outlets', 'energy_rating': 'Very Good', 'env_rating': 'Very Good'}] | [] | 17 | 16 | 116 | 0.5471698113207547 | 1 | 0.4761904761904761 | 115 | TRUE | TRUE | TRUE | [{'description': 'Time and temperature zone control', 'cost_min': 350, 'cost_max': 450, 'typical_saving': 33, 'energy_rating': 'C 74', 'env_rating': 'C 76', 'green_deal': 'Y'}, {'description': 'Solar water heating', 'cost_min': 4000, 'cost_max': 6000, 'typical_saving': 82, 'energy_rating': 'C 77', 'env_rating': 'C 79', 'green_deal': 'Y'}, {'description': 'Solar photovoltaic panels, 2.5 kWp', 'cost_min': 3500, 'cost_max': 5500, 'typical_saving': 294, 'energy_rating': 'B 90', 'env_rating': 'B 91', 'green_deal': 'Y'}, {'description': None, 'cost_min': None, 'cost_max': None, 'typical_saving': None, 'energy_rating': None, 'env_rating': None, 'green_deal': None}] | 7850 | 11950 | 9900 | 29.39393939393939 | 115 | -8158.7765 | -0.061439 | [{'description': 'Time and temperature zone control', 'cost_min': 350, 'cost_max': 450, 'typical_saving': 33, 'energy_rating': 'C 74', 'env_rating': 'C 76', 'green_deal': 'Y'}, {'description': 'Solar water heating', 'cost_min': 4000, 'cost_max': 6000, 'typical_saving': 82, 'energy_rating': 'C 77', 'env_rating': 'C 79', 'green_deal': 'Y'}, {'description': 'Solar photovoltaic panels, 2.5 kWp', 'cost_min': 3500, 'cost_max': 5500, 'typical_saving': 294, 'energy_rating': 'B 90', 'env_rating': 'B 91', 'green_deal': 'Y'}] | [{'description': 'Time and temperature zone control', 'capex_mid': np.float64(400.0), 'lifetime': np.int64(15), 'annual_cashflow': 33, 'npv': np.float64(-57.47128474004052), 'irr': 0.027901042344317784}, {'description': 'Solar water heating', 'capex_mid': np.float64(5000.0), 'lifetime': np.int64(30), 'annual_cashflow': 82, 'npv': np.float64(-3739.4590157956072), 'irr': -0.04077115787033814}, {'description': 'Solar photovoltaic panels, 2.5 kWp', 'capex_mid': np.float64(4500.0), 'lifetime': np.int64(30), 'annual_cashflow': 294, 'npv': np.float64(19.50060190355113), 'irr': 0.05037979050668828}] | 86.08695652173913 | 85.34482758620689 | 9900000 | TRUE | FALSE | 1 | 6.779661016949152 | 0.016949 | 1.694915254237288 | FALSE | FALSE |  | Unknown | heat pump with radiators or underfloor heating | electricity | heat pump with radiators or underfloor heating ¦ electricity | TRUE | 0.2428571428571428 | 0.25 | 0.3419381778797037 | 0.1294887039239001 | 0.7114124293785309 | 0.3081861306404778 | 2 | 29.5 | SemiDetached_2F | 5.431390245600108 | 5.431390245600108 | 7.515695122800054 | H | 4.8 | 16.294170736800325 | 78.21201953664156 | 12.127199999999998 | 12.127199999999998 | 0.1550554514746742 | 1.7324571428571427 | 1.0746959702964505 | 1.6120439554446753 | air_source_heat_pump_radiators_electric_good_none | [{'main_heat': 'air_source_heat_pump_radiators_electric', 'main_energy': 'good', 'secondary_heat': 'none'}] | Timber frame, as built, insulated (assumed) | Pitched, insulated (assumed) | Fully double glazed | timber_frame_as_built_bands_G_to_I | insulated_roof_150mm | dbl_glz_pre_2003
1234760995 | 122009970 | 12 MENZIES TERRACE | FINTRY | GLASGOW | G63 0YJ | 56.05787400000001 | -4.2232 | 2019-08-28 | RdSAP, existing dwelling | 2019-08-29 | 210 | 181 | 8055 | 2169 | 65 | D | 91 | B | 68 | D | 90 | B | 37 | Description: Wind turbine; Indicative Cost: ¬£15,000 - ¬£25,000; Typical Saving: 628; Energy Rating after improvement: B 91; Environmental Rating after improvement: B 90; Green Deal Eligible: Y ¦ Description: Room-in-roof insulation; Indicative Cost: ¬£1,500 - ¬£2,700; Typical Saving: 396; Energy Rating after improvement: C 74; Environmental Rating after improvement: C 75; Green Deal Eligible: Y ¦ Description: Low energy lighting for all fixed outlets; Indicative Cost: ¬£25; Typical Saving: 36; Energy Rating after improvement: C 74; Environmental Rating after improvement: C 76; Green Deal Eligible: N ¦ Description: Solar water heating; Indicative Cost: ¬£4,000 - ¬£6,000; Typical Saving: 78; Energy Rating after improvement: C 78; Environmental Rating after improvement: C 79; Green Deal Eligible: Y ¦ Description: Flat roof insulation; Indicative Cost: ¬£850 - ¬£1,500; Typical Saving: 76; Energy Rating after improvement: D 67; Environmental Rating after improvement: C 69; Green Deal Eligible: Y ¦ Description: Time and temperature zone control; Indicative Cost: ¬£350 - ¬£450; Typical Saving: 138; Energy Rating after improvement: C 77; Environmental Rating after improvement: C 78; Green Deal Eligible: Y ¦ | Cavity wall, filled cavity | Average | Average | Flat, limited insulation (assumed) ¦ Roof room(s), ceiling insulated | Poor ¦ Average | Poor ¦ Average | Suspended, insulated | N/A | N/A | Description: Fully double glazed | Average | Average | Air source heat pump, radiators, electric | Poor | Good | Programmer, TRVs and bypass | Average | Average | Room heaters, dual fuel (mineral and wood) | N/A | N/A | From main system | Poor | Good | Low energy lighting in 50% of fixed outlets | Good | Good |  |  |  | 6.6 | 4 | 7062 | 5277 | 537 | 306 | 456 | 303 |  | Description: Air source heat pump ¦ Description: Solar photovoltaics ¦ | 23351 | 1737 | 63 | 0 | 0 |  | 1965-1975 | 2.45 | S01006074 (Strathendrick) | 78 | 1 | 10 | 5 | 50 |  |  | 1 | 6 |  | 6 | Stirling |  | heat pump with radiators or underfloor heating | electricity | 2206 | natural | Single | 100 | double glazing installed before 2002 | 0 | Array: Peak Power: 4; Orientation: South; Pitch: 45 degrees; Overshading: none or very little; Connection: connected to dwelling‚Äôs electricity meter; ¦ | FALSE | owner-occupied | none of the above |  | 00RGMB | Forth and Endrick | 0 | Detached | House | S01013015 (Kippen and Fintry - 01) | 2019-08-29 09:48 |  | 12 MENZIES TERRACE ¦ G63 0YJ | [{'description': 'Wind turbine', 'cost_min': 15000, 'cost_max': 25000, 'typical_saving': 628, 'energy_rating': 'B 91', 'env_rating': 'B 90', 'green_deal': 'Y'}, {'description': 'Room-in-roof insulation', 'cost_min': 1500, 'cost_max': 2700, 'typical_saving': 396, 'energy_rating': 'C 74', 'env_rating': 'C 75', 'green_deal': 'Y'}, {'description': 'Low energy lighting for all fixed outlets', 'cost_min': None, 'cost_max': None, 'typical_saving': 36, 'energy_rating': 'C 74', 'env_rating': 'C 76', 'green_deal': 'N'}, {'description': 'Solar water heating', 'cost_min': 4000, 'cost_max': 6000, 'typical_saving': 78, 'energy_rating': 'C 78', 'env_rating': 'C 79', 'green_deal': 'Y'}, {'description': 'Flat roof insulation', 'cost_min': 850, 'cost_max': 1500, 'typical_saving': 76, 'energy_rating': 'D 67', 'env_rating': 'C 69', 'green_deal': 'Y'}, {'description': 'Time and temperature zone control', 'cost_min': 350, 'cost_max': 450, 'typical_saving': 138, 'energy_rating': 'C 77', 'env_rating': 'C 78', 'green_deal': 'Y'}, {'description': None, 'cost_min': None, 'cost_max': None, 'typical_saving': None, 'energy_rating': None, 'env_rating': None, 'green_deal': None}] | [{'description': 'Cavity wall, filled cavity', 'energy_rating': 'Average', 'env_rating': 'Average'}] | [{'description': 'Flat, limited insulation (assumed)', 'energy_rating': 'Poor', 'env_rating': 'Poor'}, {'description': 'Roof room(s), ceiling insulated', 'energy_rating': 'Average', 'env_rating': 'Average'}] | [{'description': 'Suspended, insulated', 'energy_rating': 'N/A', 'env_rating': 'N/A'}] | [{'description': 'Description: Fully double glazed', 'energy_rating': 'Average', 'env_rating': 'Average'}] | [{'description': 'Air source heat pump, radiators, electric', 'energy_rating': 'Poor', 'env_rating': 'Good'}] | [{'description': 'Programmer, TRVs and bypass', 'energy_rating': 'Average', 'env_rating': 'Average'}] | [{'description': 'Room heaters, dual fuel (mineral and wood)', 'energy_rating': 'N/A', 'env_rating': 'N/A'}] | [{'description': 'From main system', 'energy_rating': 'Poor', 'env_rating': 'Good'}] | [{'description': 'Low energy lighting in 50% of fixed outlets', 'energy_rating': 'Good', 'env_rating': 'Good'}] | [] | 26 | 22 | 132 | 0.6285714285714286 | 2.5999999999999996 | 0.3939393939393939 | 723 | TRUE | TRUE | TRUE | [{'description': 'Wind turbine', 'cost_min': 15000, 'cost_max': 25000, 'typical_saving': 628, 'energy_rating': 'B 91', 'env_rating': 'B 90', 'green_deal': 'Y'}, {'description': 'Room-in-roof insulation', 'cost_min': 1500, 'cost_max': 2700, 'typical_saving': 396, 'energy_rating': 'C 74', 'env_rating': 'C 75', 'green_deal': 'Y'}, {'description': 'Low energy lighting for all fixed outlets', 'cost_min': None, 'cost_max': None, 'typical_saving': 36, 'energy_rating': 'C 74', 'env_rating': 'C 76', 'green_deal': 'N'}, {'description': 'Solar water heating', 'cost_min': 4000, 'cost_max': 6000, 'typical_saving': 78, 'energy_rating': 'C 78', 'env_rating': 'C 79', 'green_deal': 'Y'}, {'description': 'Flat roof insulation', 'cost_min': 850, 'cost_max': 1500, 'typical_saving': 76, 'energy_rating': 'D 67', 'env_rating': 'C 69', 'green_deal': 'Y'}, {'description': 'Time and temperature zone control', 'cost_min': 350, 'cost_max': 450, 'typical_saving': 138, 'energy_rating': 'C 77', 'env_rating': 'C 78', 'green_deal': 'Y'}, {'description': None, 'cost_min': None, 'cost_max': None, 'typical_saving': None, 'energy_rating': None, 'env_rating': None, 'green_deal': None}] | 21700 | 35650 | 28675 | 32.07497820401046 | 723 | -17249.6648 | -0.01252 | [{'description': 'Wind turbine', 'cost_min': 15000, 'cost_max': 25000, 'typical_saving': 628, 'energy_rating': 'B 91', 'env_rating': 'B 90', 'green_deal': 'Y'}, {'description': 'Room-in-roof insulation', 'cost_min': 1500, 'cost_max': 2700, 'typical_saving': 396, 'energy_rating': 'C 74', 'env_rating': 'C 75', 'green_deal': 'Y'}, {'description': 'Low energy lighting for all fixed outlets', 'cost_min': None, 'cost_max': None, 'typical_saving': 36, 'energy_rating': 'C 74', 'env_rating': 'C 76', 'green_deal': 'N'}, {'description': 'Solar water heating', 'cost_min': 4000, 'cost_max': 6000, 'typical_saving': 78, 'energy_rating': 'C 78', 'env_rating': 'C 79', 'green_deal': 'Y'}, {'description': 'Flat roof insulation', 'cost_min': 850, 'cost_max': 1500, 'typical_saving': 76, 'energy_rating': 'D 67', 'env_rating': 'C 69', 'green_deal': 'Y'}, {'description': 'Time and temperature zone control', 'cost_min': 350, 'cost_max': 450, 'typical_saving': 138, 'energy_rating': 'C 77', 'env_rating': 'C 78', 'green_deal': 'Y'}] | [{'description': 'Wind turbine', 'capex_mid': np.float64(20000.0), 'lifetime': np.int64(30), 'annual_cashflow': 628, 'npv': np.float64(-10346.100755117583), 'irr': -0.003812300202213681}, {'description': 'Room-in-roof insulation', 'capex_mid': np.float64(2100.0), 'lifetime': np.int64(50), 'annual_cashflow': 396, 'npv': np.float64(5129.34648237874), 'irr': 0.1885379456529479}, {'description': 'Low energy lighting for all fixed outlets', 'capex_mid': nan, 'lifetime': np.int64(20), 'annual_cashflow': 36, 'npv': nan, 'irr': nan}, {'description': 'Solar water heating', 'capex_mid': np.float64(5000.0), 'lifetime': np.int64(30), 'annual_cashflow': 78, 'npv': np.float64(-3800.948819903139), 'irr': -0.04334223970465789}, {'description': 'Flat roof insulation', 'capex_mid': np.float64(1175.0), 'lifetime': np.int64(50), 'annual_cashflow': 76, 'npv': np.float64(212.45033500198025), 'irr': 0.06139252845332255}, {'description': 'Time and temperature zone control', 'capex_mid': np.float64(400.0), 'lifetime': np.int64(15), 'annual_cashflow': 138, 'npv': np.float64(1032.3928092689214), 'irr': 0.3407580771499632}] | 39.66113416320885 | 217.2348484848485 | 11028846.153846156 | TRUE | FALSE | 1 | 3.314917127071823 | 0.0055249 | 0.5524861878453038 | FALSE | FALSE |  | Unknown | heat pump with radiators or underfloor heating | electricity | heat pump with radiators or underfloor heating ¦ electricity | TRUE | 0.3714285714285714 | 0.34375 | 0.2210693594938472 | 0.3295977011494252 | 0.7165145588874401 | 0.3935773463834859 | 2 | 90.5 | Detached_2F | 11.651180197731044 | 7.767453465154029 | 8.683726732577014 | E | 4.9 | 38.83726732577014 | 190.3026098962737 | 29.7579 | 29.7579 | 0.1563714760203227 | 4.251128571428572 | 1.6835 | 2.525211448006455 | air_source_heat_pump_radiators_electric_poor_room_heaters_dual_fuel | [{'main_heat': 'air_source_heat_pump_radiators_electric', 'main_energy': 'poor', 'secondary_heat': 'room_heaters_dual_fuel'}] | Cavity wall, filled cavity | Flat, limited insulation (assumed) | Fully double glazed | cavity_filled_bands_A_to_E | insulated_roof_12mm | dbl_glz_pre_2003
1235277376 | 122046997 | KNOCKRAICH COTTAGE | FINTRY | GLASGOW | G63 0LN | 56.0602 | -4.232 | 2019-07-18 | RdSAP, existing dwelling | 2019-07-30 | 206 | 189 | 4881 | 570 | 59 | D | 82 | B | 51 | E | 72 | C | 52 | Description: Wind turbine; Indicative Cost: ¬£15,000 - ¬£25,000; Typical Saving: 628; Energy Rating after improvement: B 82; Environmental Rating after improvement: C 72; Green Deal Eligible: Y ¦ Description: Solar water heating; Indicative Cost: ¬£4,000 - ¬£6,000; Typical Saving: 35; Energy Rating after improvement: D 65; Environmental Rating after improvement: D 57; Green Deal Eligible: Y ¦ Description: Solar photovoltaic panels, 2.5 kWp; Indicative Cost: ¬£3,500 - ¬£5,500; Typical Saving: 282; Energy Rating after improvement: C 70; Environmental Rating after improvement: D 62; Green Deal Eligible: Y ¦ Description: Floor insulation (suspended floor); Indicative Cost: ¬£800 - ¬£1,200; Typical Saving: 154; Energy Rating after improvement: D 63; Environmental Rating after improvement: D 55; Green Deal Eligible: Y ¦ | Timber frame, as built, insulated (assumed) | Good | Good | Pitched, 200 mm loft insulation ¦ Pitched, 300 mm loft insulation | Good ¦ Very Good | Good ¦ Very Good | Suspended, insulated (assumed) ¦ Suspended, no insulation (assumed) | N/A ¦ N/A | N/A ¦ N/A | Description: Fully double glazed | Average | Average | Boiler and radiators, oil | Average | Average | Programmer, room thermostat and TRVs | Good | Good | Room heaters, dual fuel (mineral and wood) | N/A | N/A | From main system | Average | Average | Low energy lighting in 78% of fixed outlets | Very Good | Very Good |  |  |  | 9.9 | 3.9 | 3933 | 3468 | 564 | 459 | 384 | 384 |  |  | 22010 | 3735 | 0 | 0 | 0 |  | 1976-1983 | 2.4 | S01006074 (Strathendrick) | 97 | 1 | 18 | 14 | 78 |  |  | 1 | 6 |  | 6 | Stirling |  | boiler with radiators or underfloor heating | oil | 2106 | natural | Single | 100 | double glazing installed before 2002 | 1 | Array: Roof Area: 0%; Connection: not applicable (FGHRS or no PV); ¦ | FALSE | owner-occupied | none of the above |  | 00RGMB | Forth and Endrick | 0 | Detached | Bungalow | S01013015 (Kippen and Fintry - 01) | 2019-07-30 17:09 | 6511-7723-3530-2768-2992 | KNOCKRAICH COTTAGE ¦ G63 0LN | [{'description': 'Wind turbine', 'cost_min': 15000, 'cost_max': 25000, 'typical_saving': 628, 'energy_rating': 'B 82', 'env_rating': 'C 72', 'green_deal': 'Y'}, {'description': 'Solar water heating', 'cost_min': 4000, 'cost_max': 6000, 'typical_saving': 35, 'energy_rating': 'D 65', 'env_rating': 'D 57', 'green_deal': 'Y'}, {'description': 'Solar photovoltaic panels, 2.5 kWp', 'cost_min': 3500, 'cost_max': 5500, 'typical_saving': 282, 'energy_rating': 'C 70', 'env_rating': 'D 62', 'green_deal': 'Y'}, {'description': 'Floor insulation (suspended floor)', 'cost_min': 800, 'cost_max': 1200, 'typical_saving': 154, 'energy_rating': 'D 63', 'env_rating': 'D 55', 'green_deal': 'Y'}, {'description': None, 'cost_min': None, 'cost_max': None, 'typical_saving': None, 'energy_rating': None, 'env_rating': None, 'green_deal': None}] | [{'description': 'Timber frame, as built, insulated (assumed)', 'energy_rating': 'Good', 'env_rating': 'Good'}] | [{'description': 'Pitched, 200 mm loft insulation', 'energy_rating': 'Good', 'env_rating': 'Good'}, {'description': 'Pitched, 300 mm loft insulation', 'energy_rating': 'Very Good', 'env_rating': 'Very Good'}] | [{'description': 'Suspended, insulated (assumed)', 'energy_rating': 'N/A', 'env_rating': 'N/A'}, {'description': 'Suspended, no insulation (assumed)', 'energy_rating': 'N/A', 'env_rating': 'N/A'}] | [{'description': 'Description: Fully double glazed', 'energy_rating': 'Average', 'env_rating': 'Average'}] | [{'description': 'Boiler and radiators, oil', 'energy_rating': 'Average', 'env_rating': 'Average'}] | [{'description': 'Programmer, room thermostat and TRVs', 'energy_rating': 'Good', 'env_rating': 'Good'}] | [{'description': 'Room heaters, dual fuel (mineral and wood)', 'energy_rating': 'N/A', 'env_rating': 'N/A'}] | [{'description': 'From main system', 'energy_rating': 'Average', 'env_rating': 'Average'}] | [{'description': 'Low energy lighting in 78% of fixed outlets', 'energy_rating': 'Very Good', 'env_rating': 'Very Good'}] | [] | 23 | 21 | 109 | 0.52913 | 6 | 0.6060606060606061 | 190 | TRUE | TRUE | TRUE | [{'description': 'Wind turbine', 'cost_min': 15000, 'cost_max': 25000, 'typical_saving': 628, 'energy_rating': 'B 82', 'env_rating': 'C 72', 'green_deal': 'Y'}, {'description': 'Solar water heating', 'cost_min': 4000, 'cost_max': 6000, 'typical_saving': 35, 'energy_rating': 'D 65', 'env_rating': 'D 57', 'green_deal': 'Y'}, {'description': 'Solar photovoltaic panels, 2.5 kWp', 'cost_min': 3500, 'cost_max': 5500, 'typical_saving': 282, 'energy_rating': 'C 70', 'env_rating': 'D 62', 'green_deal': 'Y'}, {'description': 'Floor insulation (suspended floor)', 'cost_min': 800, 'cost_max': 1200, 'typical_saving': 154, 'energy_rating': 'D 63', 'env_rating': 'D 55', 'green_deal': 'Y'}, {'description': None, 'cost_min': None, 'cost_max': None, 'typical_saving': None, 'energy_rating': None, 'env_rating': None, 'green_deal': None}] | 23300 | 37700 | 30500 | 30.65573770491803 | 190 | -27579.2343 | -0.085874 | [{'description': 'Wind turbine', 'cost_min': 15000, 'cost_max': 25000, 'typical_saving': 628, 'energy_rating': 'B 82', 'env_rating': 'C 72', 'green_deal': 'Y'}, {'description': 'Solar water heating', 'cost_min': 4000, 'cost_max': 6000, 'typical_saving': 35, 'energy_rating': 'D 65', 'env_rating': 'D 57', 'green_deal': 'Y'}, {'description': 'Solar photovoltaic panels, 2.5 kWp', 'cost_min': 3500, 'cost_max': 5500, 'typical_saving': 282, 'energy_rating': 'C 70', 'env_rating': 'D 62', 'green_deal': 'Y'}, {'description': 'Floor insulation (suspended floor)', 'cost_min': 800, 'cost_max': 1200, 'typical_saving': 154, 'energy_rating': 'D 63', 'env_rating': 'D 55', 'green_deal': 'Y'}] | [{'description': 'Wind turbine', 'capex_mid': np.float64(20000.0), 'lifetime': np.int64(30), 'annual_cashflow': 628, 'npv': np.float64(-10346.100755117583), 'irr': -0.003812300202213681}, {'description': 'Solar water heating', 'capex_mid': np.float64(5000.0), 'lifetime': np.int64(30), 'annual_cashflow': 35, 'npv': np.float64(-4461.964214059101), 'irr': -0.08087550550861955}, {'description': 'Solar photovoltaic panels, 2.5 kWp', 'capex_mid': np.float64(4500.0), 'lifetime': np.int64(30), 'annual_cashflow': 282, 'npv': np.float64(-164.9688104190421), 'irr': 0.04675704721731977}, {'description': 'Floor insulation (suspended floor)', 'capex_mid': np.float64(1000.0), 'lifetime': np.int64(50), 'annual_cashflow': 154, 'npv': np.float64(1811.4125209250653), 'irr': 0.15387991464847395}] | 160.52631578947367 | 279.8165137614679 | 5083333.333333333 | TRUE | FALSE | 1 | 3.1746031746031744 | 0.005291 | 0.5291005291005291 | FALSE | FALSE |  | Unknown | boiler with radiators or underfloor heating | oil | boiler with radiators or underfloor heating ¦ oil | TRUE | 0.3285714285714285 | 0.32812 | 0.083732 | 0.4245491932932616 | 0.6896421845574386 | 0.37251 | 2 | 94.5 | Detached_2F | 11.905880899790658 | 7.937253933193772 | 8.768626966596885 | F | 4.8 | 39.68626966596886 | 190.49409439665052 | 29.1828 | 29.1828 | 0.1531953003185232 | 4.168971428571429 | 1.6671275553221132 | 2.5006913329831697 | boiler_radiators_oil_average_room_heaters_dual_fuel | [{'main_heat': 'boiler_radiators_oil', 'main_energy': 'average', 'secondary_heat': 'room_heaters_dual_fuel'}] | Timber frame, as built, insulated (assumed) | Pitched, 200 mm loft insulation | Fully double glazed | timber_frame_as_built_band_F | insulated_roof_200mm | dbl_glz_pre_2003
1001951898 | 122046980 | CLACHAN HOUSE | FINTRY | GLASGOW | G63 0XG | 56.0484 | -4.208 | 2019-07-11 | SAP, new dwelling | 2019-07-11 | 43 | 309 | 2262 | 0 | 92 | A | 95 | A | 92 | A | 96 | A | 7 | Description: Solar photovoltaic panels, 2.5 kWp; Indicative Cost: ¬£3,500 - ¬£5,500; Typical Saving: 282; Energy Rating after improvement: A 95; Environmental Rating after improvement: A 96; Green Deal Eligible: N ¦ | Average thermal transmittance 0.12 W/m¬≤K | Very Good | Very Good | Average thermal transmittance 0.10 W/m¬≤K | Very Good | Very Good | Average thermal transmittance 0.12 W/m¬≤K | Very Good | Very Good | Description: High performance glazing | Very Good | Very Good | Air source heat pump, radiators, electric | Good | Very Good | Time and temperature zone control | Very Good | Very Good | Room heaters, wood logs | N/A | N/A | From main system | Good | Very Good | Low energy lighting in all fixed outlets | Very Good | Very Good | Air permeability 0.3 m¬≥/h.m¬≤ (as tested) | Very Good | Very Good | 2.2 | 0.8 | 1419 | 1419 | 456 | 456 | 387 | 387 |  | Description: Biomass secondary heating ¦ Description: Air source heat pump ¦ | 3171 | 2435 | 0 | 0 | 0 |  |  | 2.7 | S01006074 (Strathendrick) | 27 | 0 | 50 | 50 | 100 |  |  | 0 | 0 |  | 0 | Stirling |  | heat pump with radiators or underfloor heating | electricity: electricity, unspecified tariff | 2207 |  |  | 0 |  | 0 |  |  | owner-occupied | new dwelling |  | 00RGMB | Forth and Endrick | 0 | Detached | House | S01013015 (Kippen and Fintry - 01) | 2019-07-11 16:30 | 8011-9533-8100-0109-9996 | CLACHAN HOUSE ¦ G63 0XG | [{'description': 'Solar photovoltaic panels, 2.5 kWp', 'cost_min': 3500, 'cost_max': 5500, 'typical_saving': 282, 'energy_rating': 'A 95', 'env_rating': 'A 96', 'green_deal': 'N'}, {'description': None, 'cost_min': None, 'cost_max': None, 'typical_saving': None, 'energy_rating': None, 'env_rating': None, 'green_deal': None}] | [{'description': 'Average thermal transmittance 0.12 W/m¬≤K', 'energy_rating': 'Very Good', 'env_rating': 'Very Good'}] | [{'description': 'Average thermal transmittance 0.10 W/m¬≤K', 'energy_rating': 'Very Good', 'env_rating': 'Very Good'}] | [{'description': 'Average thermal transmittance 0.12 W/m¬≤K', 'energy_rating': 'Very Good', 'env_rating': 'Very Good'}] | [{'description': 'Description: High performance glazing', 'energy_rating': 'Very Good', 'env_rating': 'Very Good'}] | [{'description': 'Air source heat pump, radiators, electric', 'energy_rating': 'Good', 'env_rating': 'Very Good'}] | [{'description': 'Time and temperature zone control', 'energy_rating': 'Very Good', 'env_rating': 'Very Good'}] | [{'description': 'Room heaters, wood logs', 'energy_rating': 'N/A', 'env_rating': 'N/A'}] | [{'description': 'From main system', 'energy_rating': 'Good', 'env_rating': 'Very Good'}] | [{'description': 'Low energy lighting in all fixed outlets', 'energy_rating': 'Very Good', 'env_rating': 'Very Good'}] | [{'description': 'Air permeability 0.3 m¬≥/h.m¬≤ (as tested)', 'energy_rating': 'Very Good', 'env_rating': 'Very Good'}] | 3 | 4 | 16 | 0.3720930232558139 | 1.4 | 0.6363636363636364 | 0 | TRUE | TRUE | TRUE | [{'description': 'Solar photovoltaic panels, 2.5 kWp', 'cost_min': 3500, 'cost_max': 5500, 'typical_saving': 282, 'energy_rating': 'A 95', 'env_rating': 'A 96', 'green_deal': 'N'}, {'description': None, 'cost_min': None, 'cost_max': None, 'typical_saving': None, 'energy_rating': None, 'env_rating': None, 'green_deal': None}] | 3500 | 5500 | 4500 | 30 | 0 | 0 |  | [{'description': 'Solar photovoltaic panels, 2.5 kWp', 'cost_min': 3500, 'cost_max': 5500, 'typical_saving': 282, 'energy_rating': 'A 95', 'env_rating': 'A 96', 'green_deal': 'N'}] | [{'description': 'Solar photovoltaic panels, 2.5 kWp', 'capex_mid': np.float64(4500.0), 'lifetime': np.int64(30), 'annual_cashflow': 282, 'npv': np.float64(-164.9688104190421), 'irr': 0.04675704721731977}] |  | 281.25 | 3214285.714285714 | TRUE | FALSE |  | 0 | 0 | 0 | FALSE | FALSE |  | Unknown | heat pump with radiators or underfloor heating | electricity: electricity, unspecified tariff | heat pump with radiators or underfloor heating ¦ electricity: electricity, unspecified tariff | TRUE | 0.042857 | 0.0625 | 0.45041 | 0.4267241379310345 | 0.6811945117029862 | 0.2428363414583693 | 2 | 154.5 | Detached_2F | 15.223337347638328 | 10.14889156509222 | 9.8744 |  | 5.4 | 50.7445 | 274.02007225748997 | [6 empty] | air_source_heat_pump_radiators_electric_good_room_heaters_wood_logs | [{'main_heat': 'air_source_heat_pump_radiators_electric', 'main_energy': 'good', 'secondary_heat': 'room_heaters_wood_logs'}] | Average thermal transmittance 0.12 W/m¬≤K | Average thermal transmittance 0.10 W/m¬≤K | High performance glazing | ND | ND | ND
1001664942 | 122009926 | 7 DUNMORE GARDENS | FINTRY | GLASGOW | G63 0XN | 56.0523 | -4.2232 | 2019-06-06 | RdSAP, existing dwelling | 2019-06-06 | 436 | 82 | 3462 | 972 | 65 | D | 86 | B | 46 | E | 69 | C | 74 | Description: Solar photovoltaic panels, 2.5 kWp; Indicative Cost: ¬£3,500 - ¬£5,500; Typical Saving: 287; Energy Rating after improvement: B 86; Environmental Rating after improvement: C 69; Green Deal Eligible: Y ¦ Description: High heat retention storage heaters; Indicative Cost: ¬£1,600 - ¬£2,400; Typical Saving: 208; Energy Rating after improvement: C 73; Environmental Rating after improvement: D 55; Green Deal Eligible: Y ¦ Description: Solar water heating; Indicative Cost: ¬£4,000 - ¬£6,000; Typical Saving: 66; Energy Rating after improvement: C 75; Environmental Rating after improvement: D 60; Green Deal Eligible: Y ¦ Description: Floor insulation (suspended floor); Indicative Cost: ¬£800 - ¬£1,200; Typical Saving: 50; Energy Rating after improvement: D 67; Environmental Rating after improvement: E 48; Green Deal Eligible: Y ¦ | Timber frame, as built, insulated (assumed) | Good | Good | Pitched, 300 mm loft insulation | Very Good | Very Good | Suspended, insulated (assumed) | N/A | N/A | Description: Fully double glazed | Average | Average | Electric storage heaters | Average | Very Poor | Manual charge control | Poor | Poor | Room heaters, electric | N/A | N/A | Electric immersion, off-peak | Average | Poor | Low energy lighting in all fixed outlets | Very Good | Very Good |  |  |  | 6 | 2.4 | 2694 | 1938 | 555 | 339 | 213 | 213 | Description: Biomass boiler (Exempted Appliance if in Smoke Control Area) ¦ Description: Air or ground source heat pump ¦ |  | 9193 | 2030 | 0 | 0 | 0 |  | 1999-2002 | 2.4 | S01006074 (Strathendrick) | 259 | 0 | 10 | 10 | 100 |  |  | 1 | 4 |  | 4 | Stirling |  | electric storage heaters | electricity | 2401 | natural | dual | 100 | double glazing, unknown install date | 0 | Array: Roof Area: 0%; Connection: not applicable (FGHRS or no PV); ¦ | FALSE | owner-occupied | marketed sale |  | 00RGMB | Forth and Endrick | 0 | Semi-Detached | House | S01013015 (Kippen and Fintry - 01) | 2019-06-06 15:50 | 2600-2669-0429-0104-1613 | 7 DUNMORE GARDENS ¦ G63 0XN | [{'description': 'Solar photovoltaic panels, 2.5 kWp', 'cost_min': 3500, 'cost_max': 5500, 'typical_saving': 287, 'energy_rating': 'B 86', 'env_rating': 'C 69', 'green_deal': 'Y'}, {'description': 'High heat retention storage heaters', 'cost_min': 1600, 'cost_max': 2400, 'typical_saving': 208, 'energy_rating': 'C 73', 'env_rating': 'D 55', 'green_deal': 'Y'}, {'description': 'Solar water heating', 'cost_min': 4000, 'cost_max': 6000, 'typical_saving': 66, 'energy_rating': 'C 75', 'env_rating': 'D 60', 'green_deal': 'Y'}, {'description': 'Floor insulation (suspended floor)', 'cost_min': 800, 'cost_max': 1200, 'typical_saving': 50, 'energy_rating': 'D 67', 'env_rating': 'E 48', 'green_deal': 'Y'}, {'description': None, 'cost_min': None, 'cost_max': None, 'typical_saving': None, 'energy_rating': None, 'env_rating': None, 'green_deal': None}] | [{'description': 'Timber frame, as built, insulated (assumed)', 'energy_rating': 'Good', 'env_rating': 'Good'}] | [{'description': 'Pitched, 300 mm loft insulation', 'energy_rating': 'Very Good', 'env_rating': 'Very Good'}] | [{'description': 'Suspended, insulated (assumed)', 'energy_rating': 'N/A', 'env_rating': 'N/A'}] | [{'description': 'Description: Fully double glazed', 'energy_rating': 'Average', 'env_rating': 'Average'}] | [{'description': 'Electric storage heaters', 'energy_rating': 'Average', 'env_rating': 'Very Poor'}] | [{'description': 'Manual charge control', 'energy_rating': 'Poor', 'env_rating': 'Poor'}] | [{'description': 'Room heaters, electric', 'energy_rating': 'N/A', 'env_rating': 'N/A'}] | [{'description': 'Electric immersion, off-peak', 'energy_rating': 'Average', 'env_rating': 'Poor'}] | [{'description': 'Low energy lighting in all fixed outlets', 'energy_rating': 'Very Good', 'env_rating': 'Very Good'}] | [] | 21 | 23 | 177 | 0.4059633027522936 | 3.6 | 0.6 | 324 | TRUE | TRUE | TRUE | [{'description': 'Solar photovoltaic panels, 2.5 kWp', 'cost_min': 3500, 'cost_max': 5500, 'typical_saving': 287, 'energy_rating': 'B 86', 'env_rating': 'C 69', 'green_deal': 'Y'}, {'description': 'High heat retention storage heaters', 'cost_min': 1600, 'cost_max': 2400, 'typical_saving': 208, 'energy_rating': 'C 73', 'env_rating': 'D 55', 'green_deal': 'Y'}, {'description': 'Solar water heating', 'cost_min': 4000, 'cost_max': 6000, 'typical_saving': 66, 'energy_rating': 'C 75', 'env_rating': 'D 60', 'green_deal': 'Y'}, {'description': 'Floor insulation (suspended floor)', 'cost_min': 800, 'cost_max': 1200, 'typical_saving': 50, 'energy_rating': 'D 67', 'env_rating': 'E 48', 'green_deal': 'Y'}, {'description': None, 'cost_min': None, 'cost_max': None, 'typical_saving': None, 'energy_rating': None, 'env_rating': None, 'green_deal': None}] | 9900 | 15100 | 12500 | 30 | 324 | -7519.3259 | -0.015517 | [{'description': 'Solar photovoltaic panels, 2.5 kWp', 'cost_min': 3500, 'cost_max': 5500, 'typical_saving': 287, 'energy_rating': 'B 86', 'env_rating': 'C 69', 'green_deal': 'Y'}, {'description': 'High heat retention storage heaters', 'cost_min': 1600, 'cost_max': 2400, 'typical_saving': 208, 'energy_rating': 'C 73', 'env_rating': 'D 55', 'green_deal': 'Y'}, {'description': 'Solar water heating', 'cost_min': 4000, 'cost_max': 6000, 'typical_saving': 66, 'energy_rating': 'C 75', 'env_rating': 'D 60', 'green_deal': 'Y'}, {'description': 'Floor insulation (suspended floor)', 'cost_min': 800, 'cost_max': 1200, 'typical_saving': 50, 'energy_rating': 'D 67', 'env_rating': 'E 48', 'green_deal': 'Y'}] | [{'description': 'Solar photovoltaic panels, 2.5 kWp', 'capex_mid': np.float64(4500.0), 'lifetime': np.int64(30), 'annual_cashflow': 287, 'npv': np.float64(-88.10655528462812), 'irr': 0.04827480722313404}, {'description': 'High heat retention storage heaters', 'capex_mid': np.float64(2000.0), 'lifetime': np.int64(20), 'annual_cashflow': 208, 'npv': np.float64(592.139751248316), 'irr': 0.08282144110045708}, {'description': 'Solar water heating', 'capex_mid': np.float64(5000.0), 'lifetime': np.int64(30), 'annual_cashflow': 66, 'npv': np.float64(-3985.4182322257334), 'irr': -0.05170614129397}, {'description': 'Floor insulation (suspended floor)', 'capex_mid': np.float64(1000.0), 'lifetime': np.int64(50), 'annual_cashflow': 50, 'npv': np.float64(-87.20372697238129), 'irr': 0.04426681147442668}] | 38.58024691358025 | 70.62146892655367 | 3472222.2222222225 | TRUE | FALSE | 1 | 4.878048780487805 | 0.012195 | 1.2195121951219512 | FALSE | FALSE |  | Unknown | electric storage heaters | electricity | electric storage heaters ¦ electricity | TRUE | 0.3 | 0.35938 | 0.3504400585637487 | 0.1071498149230469 | 0.6823603264281229 | 0.3512830270590503 | 2 | 41 | SemiDetached_2F | 6.4031242374328485 | 6.4031242374328485 | 8.001562118716425 | I | 4.8 | 19.209372712298546 | 92.20498901903302 | 11.3054 | 11.3054 | 0.1226115866427393 | 1.615057142857143 | 1.0376438511863124 | 1.5564657767794683 | electric_storage_heaters_average_room_heaters_electric | [{'main_heat': 'electric_storage_heaters', 'main_energy': 'average', 'secondary_heat': 'room_heaters_electric'}] | Timber frame, as built, insulated (assumed) | Pitched, 300 mm loft insulation | Fully double glazed | timber_frame_as_built_bands_G_to_I | insulated_roof_300mm | dbl_glz_pre_2003
1001664940 | 122009925 | 5 DUNMORE GARDENS | FINTRY | GLASGOW | G63 0XN | 56.05231939999999 | -4.2232 | 2019-06-06 | RdSAP, existing dwelling | 2019-06-06 | 436 | 82 | 3462 | 972 | 65 | D | 86 | B | 46 | E | 69 | C | 74 | Description: High heat retention storage heaters; Indicative Cost: ¬£1,600 - ¬£2,400; Typical Saving: 208; Energy Rating after improvement: C 73; Environmental Rating after improvement: D 55; Green Deal Eligible: Y ¦ Description: Solar photovoltaic panels, 2.5 kWp; Indicative Cost: ¬£3,500 - ¬£5,500; Typical Saving: 287; Energy Rating after improvement: B 86; Environmental Rating after improvement: C 69; Green Deal Eligible: Y ¦ Description: Solar water heating; Indicative Cost: ¬£4,000 - ¬£6,000; Typical Saving: 66; Energy Rating after improvement: C 75; Environmental Rating after improvement: D 60; Green Deal Eligible: Y ¦ Description: Floor insulation (suspended floor); Indicative Cost: ¬£800 - ¬£1,200; Typical Saving: 50; Energy Rating after improvement: D 67; Environmental Rating after improvement: E 48; Green Deal Eligible: Y ¦ | Timber frame, as built, insulated (assumed) | Good | Good | Pitched, 300 mm loft insulation | Very Good | Very Good | Suspended, insulated (assumed) | N/A | N/A | Description: Fully double glazed | Average | Average | Electric storage heaters | Average | Very Poor | Manual charge control | Poor | Poor | Room heaters, electric | N/A | N/A | Electric immersion, off-peak | Average | Poor | Low energy lighting in all fixed outlets | Very Good | Very Good |  |  |  | 6 | 2.4 | 2694 | 1938 | 555 | 339 | 213 | 213 | Description: Biomass boiler (Exempted Appliance if in Smoke Control Area) ¦ Description: Air or ground source heat pump ¦ |  | 9193 | 2030 | 0 | 0 | 0 |  | 1999-2002 | 2.4 | S01006074 (Strathendrick) | 259 | 0 | 10 | 10 | 100 |  |  | 1 | 4 |  | 4 | Stirling |  | electric storage heaters | electricity | 2401 | natural | dual | 100 | double glazing, unknown install date | 0 | Array: Roof Area: 0%; Connection: not applicable (FGHRS or no PV); ¦ | FALSE | owner-occupied | marketed sale |  | 00RGMB | Forth and Endrick | 0 | Semi-Detached | House | S01013015 (Kippen and Fintry - 01) | 2019-06-06 15:51 | 0011-4626-9100-0476-6906 | 5 DUNMORE GARDENS ¦ G63 0XN | [{'description': 'High heat retention storage heaters', 'cost_min': 1600, 'cost_max': 2400, 'typical_saving': 208, 'energy_rating': 'C 73', 'env_rating': 'D 55', 'green_deal': 'Y'}, {'description': 'Solar photovoltaic panels, 2.5 kWp', 'cost_min': 3500, 'cost_max': 5500, 'typical_saving': 287, 'energy_rating': 'B 86', 'env_rating': 'C 69', 'green_deal': 'Y'}, {'description': 'Solar water heating', 'cost_min': 4000, 'cost_max': 6000, 'typical_saving': 66, 'energy_rating': 'C 75', 'env_rating': 'D 60', 'green_deal': 'Y'}, {'description': 'Floor insulation (suspended floor)', 'cost_min': 800, 'cost_max': 1200, 'typical_saving': 50, 'energy_rating': 'D 67', 'env_rating': 'E 48', 'green_deal': 'Y'}, {'description': None, 'cost_min': None, 'cost_max': None, 'typical_saving': None, 'energy_rating': None, 'env_rating': None, 'green_deal': None}] | [{'description': 'Timber frame, as built, insulated (assumed)', 'energy_rating': 'Good', 'env_rating': 'Good'}] | [{'description': 'Pitched, 300 mm loft insulation', 'energy_rating': 'Very Good', 'env_rating': 'Very Good'}] | [{'description': 'Suspended, insulated (assumed)', 'energy_rating': 'N/A', 'env_rating': 'N/A'}] | [{'description': 'Description: Fully double glazed', 'energy_rating': 'Average', 'env_rating': 'Average'}] | [{'description': 'Electric storage heaters', 'energy_rating': 'Average', 'env_rating': 'Very Poor'}] | [{'description': 'Manual charge control', 'energy_rating': 'Poor', 'env_rating': 'Poor'}] | [{'description': 'Room heaters, electric', 'energy_rating': 'N/A', 'env_rating': 'N/A'}] | [{'description': 'Electric immersion, off-peak', 'energy_rating': 'Average', 'env_rating': 'Poor'}] | [{'description': 'Low energy lighting in all fixed outlets', 'energy_rating': 'Very Good', 'env_rating': 'Very Good'}] | [] | 21 | 23 | 177 | 0.4059633027522936 | 3.6 | 0.6 | 324 | TRUE | TRUE | TRUE | [{'description': 'High heat retention storage heaters', 'cost_min': 1600, 'cost_max': 2400, 'typical_saving': 208, 'energy_rating': 'C 73', 'env_rating': 'D 55', 'green_deal': 'Y'}, {'description': 'Solar photovoltaic panels, 2.5 kWp', 'cost_min': 3500, 'cost_max': 5500, 'typical_saving': 287, 'energy_rating': 'B 86', 'env_rating': 'C 69', 'green_deal': 'Y'}, {'description': 'Solar water heating', 'cost_min': 4000, 'cost_max': 6000, 'typical_saving': 66, 'energy_rating': 'C 75', 'env_rating': 'D 60', 'green_deal': 'Y'}, {'description': 'Floor insulation (suspended floor)', 'cost_min': 800, 'cost_max': 1200, 'typical_saving': 50, 'energy_rating': 'D 67', 'env_rating': 'E 48', 'green_deal': 'Y'}, {'description': None, 'cost_min': None, 'cost_max': None, 'typical_saving': None, 'energy_rating': None, 'env_rating': None, 'green_deal': None}] | 9900 | 15100 | 12500 | 30 | 324 | -7519.3259 | -0.015517 | [{'description': 'High heat retention storage heaters', 'cost_min': 1600, 'cost_max': 2400, 'typical_saving': 208, 'energy_rating': 'C 73', 'env_rating': 'D 55', 'green_deal': 'Y'}, {'description': 'Solar photovoltaic panels, 2.5 kWp', 'cost_min': 3500, 'cost_max': 5500, 'typical_saving': 287, 'energy_rating': 'B 86', 'env_rating': 'C 69', 'green_deal': 'Y'}, {'description': 'Solar water heating', 'cost_min': 4000, 'cost_max': 6000, 'typical_saving': 66, 'energy_rating': 'C 75', 'env_rating': 'D 60', 'green_deal': 'Y'}, {'description': 'Floor insulation (suspended floor)', 'cost_min': 800, 'cost_max': 1200, 'typical_saving': 50, 'energy_rating': 'D 67', 'env_rating': 'E 48', 'green_deal': 'Y'}] | [{'description': 'High heat retention storage heaters', 'capex_mid': np.float64(2000.0), 'lifetime': np.int64(20), 'annual_cashflow': 208, 'npv': np.float64(592.139751248316), 'irr': 0.08282144110045708}, {'description': 'Solar photovoltaic panels, 2.5 kWp', 'capex_mid': np.float64(4500.0), 'lifetime': np.int64(30), 'annual_cashflow': 287, 'npv': np.float64(-88.10655528462812), 'irr': 0.04827480722313404}, {'description': 'Solar water heating', 'capex_mid': np.float64(5000.0), 'lifetime': np.int64(30), 'annual_cashflow': 66, 'npv': np.float64(-3985.4182322257334), 'irr': -0.05170614129397}, {'description': 'Floor insulation (suspended floor)', 'capex_mid': np.float64(1000.0), 'lifetime': np.int64(50), 'annual_cashflow': 50, 'npv': np.float64(-87.20372697238129), 'irr': 0.04426681147442668}] | 38.58024691358025 | 70.62146892655367 | 3472222.2222222225 | TRUE | FALSE | 1 | 4.878048780487805 | 0.012195 | 1.2195121951219512 | FALSE | FALSE |  | Unknown | electric storage heaters | electricity | electric storage heaters ¦ electricity | TRUE | 0.3 | 0.35938 | 0.3504400585637487 | 0.1071498149230469 | 0.6823603264281229 | 0.3512830270590503 | 2 | 41 | SemiDetached_2F | 6.4031242374328485 | 6.4031242374328485 | 8.001562118716425 | I | 4.8 | 19.209372712298546 | 92.20498901903302 | 11.3054 | 11.3054 | 0.1226115866427393 | 1.615057142857143 | 1.0376438511863124 | 1.5564657767794683 | electric_storage_heaters_average_room_heaters_electric | [{'main_heat': 'electric_storage_heaters', 'main_energy': 'average', 'secondary_heat': 'room_heaters_electric'}] | Timber frame, as built, insulated (assumed) | Pitched, 300 mm loft insulation | Fully double glazed | timber_frame_as_built_bands_G_to_I | insulated_roof_300mm | dbl_glz_pre_2003
1002473722 | 122009964 | 5 MENZIES DRIVE | FINTRY | GLASGOW | G63 0YG | 56.06 | -4.2236 | 2018-09-21 | RdSAP, existing dwelling | 2018-10-21 | 385 | 152 | 9321 | 4791 | 35 | F | 75 | C | 46 | E | 80 | C | 60 | Description: Floor insulation (suspended floor); Indicative Cost: ¬£800 - ¬£1,200; Typical Saving: 285; Energy Rating after improvement: D 60; Environmental Rating after improvement: D 66; Green Deal Eligible: Y ¦ Description: Time and temperature zone control; Indicative Cost: ¬£350 - ¬£450; Typical Saving: 153; Energy Rating after improvement: D 63; Environmental Rating after improvement: C 69; Green Deal Eligible: Y ¦ Description: Solar photovoltaic panels, 2.5 kWp; Indicative Cost: ¬£5,000 - ¬£8,000; Typical Saving: 266; Energy Rating after improvement: C 75; Environmental Rating after improvement: C 80; Green Deal Eligible: Y ¦ Description: Solar water heating; Indicative Cost: ¬£4,000 - ¬£6,000; Typical Saving: 224; Energy Rating after improvement: C 69; Environmental Rating after improvement: C 74; Green Deal Eligible: Y ¦ Description: Room-in-roof insulation; Indicative Cost: ¬£1,500 - ¬£2,700; Typical Saving: 935; Energy Rating after improvement: E 54; Environmental Rating after improvement: D 61; Green Deal Eligible: Y ¦ | Cavity wall, filled cavity | Average | Average | Roof room(s), limited insulation (assumed) | Poor | Poor | Suspended, no insulation (assumed) | N/A | N/A | Description: Fully double glazed | Good | Good | Air source heat pump, radiators, electric | Poor | Good | Programmer and room thermostat | Average | Average | Room heaters, wood logs | N/A | N/A | From main system | Poor | Good | Low energy lighting in all fixed outlets | Very Good | Very Good |  |  |  | 9.2 | 5.6 | 7560 | 3684 | 1503 | 588 | 258 | 258 |  | Description: Biomass secondary heating ¦ Description: Air source heat pump ¦ | 27102 | 5297 | 0 | 0 | 0 |  | 1965-1975 | 2.4 | S01006074 (Strathendrick) | 155 | 0 | 12 | 12 | 100 |  |  | 1 | 6 |  | 6 | Stirling |  | heat pump with radiators or underfloor heating | electricity | 2204 | natural | Single | 100 | double glazing installed during or after 2002 | 1 | Array: Roof Area: 0%; Connection: not applicable (FGHRS or no PV); ¦ | FALSE | owner-occupied | RHI application |  | 00RGMB | Forth and Endrick | 0 | Detached | Bungalow | S01013015 (Kippen and Fintry - 01) | 2018-10-21 17:14 | 2400-1797-0329-6222-1183 | 5 MENZIES DRIVE ¦ G63 0YG | [{'description': 'Floor insulation (suspended floor)', 'cost_min': 800, 'cost_max': 1200, 'typical_saving': 285, 'energy_rating': 'D 60', 'env_rating': 'D 66', 'green_deal': 'Y'}, {'description': 'Time and temperature zone control', 'cost_min': 350, 'cost_max': 450, 'typical_saving': 153, 'energy_rating': 'D 63', 'env_rating': 'C 69', 'green_deal': 'Y'}, {'description': 'Solar photovoltaic panels, 2.5 kWp', 'cost_min': 5000, 'cost_max': 8000, 'typical_saving': 266, 'energy_rating': 'C 75', 'env_rating': 'C 80', 'green_deal': 'Y'}, {'description': 'Solar water heating', 'cost_min': 4000, 'cost_max': 6000, 'typical_saving': 224, 'energy_rating': 'C 69', 'env_rating': 'C 74', 'green_deal': 'Y'}, {'description': 'Room-in-roof insulation', 'cost_min': 1500, 'cost_max': 2700, 'typical_saving': 935, 'energy_rating': 'E 54', 'env_rating': 'D 61', 'green_deal': 'Y'}, {'description': None, 'cost_min': None, 'cost_max': None, 'typical_saving': None, 'energy_rating': None, 'env_rating': None, 'green_deal': None}] | [{'description': 'Cavity wall, filled cavity', 'energy_rating': 'Average', 'env_rating': 'Average'}] | [{'description': 'Roof room(s), limited insulation (assumed)', 'energy_rating': 'Poor', 'env_rating': 'Poor'}] | [{'description': 'Suspended, no insulation (assumed)', 'energy_rating': 'N/A', 'env_rating': 'N/A'}] | [{'description': 'Description: Fully double glazed', 'energy_rating': 'Good', 'env_rating': 'Good'}] | [{'description': 'Air source heat pump, radiators, electric', 'energy_rating': 'Poor', 'env_rating': 'Good'}] | [{'description': 'Programmer and room thermostat', 'energy_rating': 'Average', 'env_rating': 'Average'}] | [{'description': 'Room heaters, wood logs', 'energy_rating': 'N/A', 'env_rating': 'N/A'}] | [{'description': 'From main system', 'energy_rating': 'Poor', 'env_rating': 'Good'}] | [{'description': 'Low energy lighting in all fixed outlets', 'energy_rating': 'Very Good', 'env_rating': 'Very Good'}] | [] | 40 | 34 | 230 | 0.5974025974025974 | 3.5999999999999996 | 0.3913 | 1597 | TRUE | TRUE | TRUE | [{'description': 'Floor insulation (suspended floor)', 'cost_min': 800, 'cost_max': 1200, 'typical_saving': 285, 'energy_rating': 'D 60', 'env_rating': 'D 66', 'green_deal': 'Y'}, {'description': 'Time and temperature zone control', 'cost_min': 350, 'cost_max': 450, 'typical_saving': 153, 'energy_rating': 'D 63', 'env_rating': 'C 69', 'green_deal': 'Y'}, {'description': 'Solar photovoltaic panels, 2.5 kWp', 'cost_min': 5000, 'cost_max': 8000, 'typical_saving': 266, 'energy_rating': 'C 75', 'env_rating': 'C 80', 'green_deal': 'Y'}, {'description': 'Solar water heating', 'cost_min': 4000, 'cost_max': 6000, 'typical_saving': 224, 'energy_rating': 'C 69', 'env_rating': 'C 74', 'green_deal': 'Y'}, {'description': 'Room-in-roof insulation', 'cost_min': 1500, 'cost_max': 2700, 'typical_saving': 935, 'energy_rating': 'E 54', 'env_rating': 'D 61', 'green_deal': 'Y'}, {'description': None, 'cost_min': None, 'cost_max': None, 'typical_saving': None, 'energy_rating': None, 'env_rating': None, 'green_deal': None}] | 11650 | 18350 | 15000 | 33.733333333333334 | 1597 | 10556.071085137131 | 0.1021713774093593 | [{'description': 'Floor insulation (suspended floor)', 'cost_min': 800, 'cost_max': 1200, 'typical_saving': 285, 'energy_rating': 'D 60', 'env_rating': 'D 66', 'green_deal': 'Y'}, {'description': 'Time and temperature zone control', 'cost_min': 350, 'cost_max': 450, 'typical_saving': 153, 'energy_rating': 'D 63', 'env_rating': 'C 69', 'green_deal': 'Y'}, {'description': 'Solar photovoltaic panels, 2.5 kWp', 'cost_min': 5000, 'cost_max': 8000, 'typical_saving': 266, 'energy_rating': 'C 75', 'env_rating': 'C 80', 'green_deal': 'Y'}, {'description': 'Solar water heating', 'cost_min': 4000, 'cost_max': 6000, 'typical_saving': 224, 'energy_rating': 'C 69', 'env_rating': 'C 74', 'green_deal': 'Y'}, {'description': 'Room-in-roof insulation', 'cost_min': 1500, 'cost_max': 2700, 'typical_saving': 935, 'energy_rating': 'E 54', 'env_rating': 'D 61', 'green_deal': 'Y'}] | [{'description': 'Floor insulation (suspended floor)', 'capex_mid': np.float64(1000.0), 'lifetime': np.int64(50), 'annual_cashflow': 285, 'npv': np.float64(4202.938756257427), 'irr': 0.2849989774000725}, {'description': 'Time and temperature zone control', 'capex_mid': np.float64(400.0), 'lifetime': np.int64(15), 'annual_cashflow': 153, 'npv': np.float64(1188.0876798416302), 'irr': 0.3794300141771316}, {'description': 'Solar photovoltaic panels, 2.5 kWp', 'capex_mid': np.float64(6500.0), 'lifetime': np.int64(30), 'annual_cashflow': 266, 'npv': np.float64(-2410.9280268491666), 'irr': 0.01378075329825279}, {'description': 'Solar water heating', 'capex_mid': np.float64(5000.0), 'lifetime': np.int64(30), 'annual_cashflow': 224, 'npv': np.float64(-1556.5709699782467), 'irr': 0.02024422223331812}, {'description': 'Room-in-roof insulation', 'capex_mid': np.float64(2100.0), 'lifetime': np.int64(50), 'annual_cashflow': 935, 'npv': np.float64(14969.29030561647), 'irr': 0.4452380907545417}] | 9.3926 | 65.21739130434783 | 4166666.666666667 | TRUE | TRUE | 1 | 3.9473684210526314 | 0.0065789 | 0.6578947368421052 | FALSE | FALSE |  | Unknown | heat pump with radiators or underfloor heating | electricity | heat pump with radiators or underfloor heating ¦ electricity | TRUE | 0.5714285714285714 | 0.53125 | 0.5907633158910869 | 0.098951 | 0.6854990583804141 | 0.5075473404853869 | 2 | 76 | Detached_2F | 10.677078252031311 | 7.118052168020874 | 8.359026084010438 | E | 4.8 | 35.59026084010437 | 170.83325203250098 | 26.1648 | 26.1648 | 0.1531598777679544 | 3.737828571428571 | 1.5785707821588852 | 2.367856173238328 | air_source_heat_pump_radiators_electric_poor_room_heaters_wood_logs | [{'main_heat': 'air_source_heat_pump_radiators_electric', 'main_energy': 'poor', 'secondary_heat': 'room_heaters_wood_logs'}] | Cavity wall, filled cavity | Roof room(s), limited insulation (assumed) | Fully double glazed | cavity_filled_bands_A_to_E | insulated_roof_12mm | dbl_glz_pre_2003
1002539407 | 122046994 | CRAIGTON COTTAGE | FINTRY | GLASGOW | G63 0XQ | 56.0544 | -4.2022 | 2018-09-13 | RdSAP, existing dwelling | 2018-09-14 | 284 | 150 | 7593 | 2550 | 28 | F | 72 | C | 46 | E | 83 | B | 62 | Description: Floor insulation (suspended floor); Indicative Cost: ¬£800 - ¬£1,200; Typical Saving: 210; Energy Rating after improvement: F 35; Environmental Rating after improvement: E 51; Green Deal Eligible: Y ¦ Description: Add additional 80¬†mm jacket to hot water cylinder; Indicative Cost: ¬£15 - ¬£30; Typical Saving: 18; Energy Rating after improvement: F 35; Environmental Rating after improvement: E 52; Green Deal Eligible: Y ¦ Description: Replace boiler with new condensing boiler; Indicative Cost: ¬£2,200 - ¬£3,000; Typical Saving: 287; Energy Rating after improvement: E 48; Environmental Rating after improvement: D 61; Green Deal Eligible: Y ¦ Description: Flue gas heat recovery device in conjunction with boiler; Indicative Cost: ¬£400 - ¬£900; Typical Saving: 30; Energy Rating after improvement: E 49; Environmental Rating after improvement: D 62; Green Deal Eligible: Y ¦ Description: Solar water heating; Indicative Cost: ¬£4,000 - ¬£6,000; Typical Saving: 59; Energy Rating after improvement: E 51; Environmental Rating after improvement: D 64; Green Deal Eligible: Y ¦ Description: Hot water cylinder thermostat; Indicative Cost: ¬£200 - ¬£400; Typical Saving: 152; Energy Rating after improvement: E 39; Environmental Rating after improvement: D 55; Green Deal Eligible: Y ¦ Description: Wind turbine; Indicative Cost: ¬£15,000 - ¬£25,000; Typical Saving: 592; Energy Rating after improvement: C 72; Environmental Rating after improvement: B 83; Green Deal Eligible: Y ¦ Description: Increase loft insulation to 270¬†mm; Indicative Cost: ¬£100 - ¬£350; Typical Saving: 94; Energy Rating after improvement: F 30; Environmental Rating after improvement: E 47; Green Deal Eligible: Y ¦ Description: Solar photovoltaic panels, 2.5 kWp; Indicative Cost: ¬£5,000 - ¬£8,000; Typical Saving: 266; Energy Rating after improvement: D 58; Environmental Rating after improvement: C 70; Green Deal Eligible: Y ¦ | Cavity wall, as built, insulated (assumed) ¦ Granite or whinstone, as built, insulated (assumed) | Good ¦ Good | Good ¦ Good | Pitched, 100 mm loft insulation ¦ Roof room(s), insulated (assumed) | Average ¦ Good | Average ¦ Good | Suspended, no insulation (assumed) | N/A | N/A | Description: Fully double glazed | Average | Average | Boiler and radiators, LPG | Poor | Good | Programmer, room thermostat and TRVs | Good | Good | Room heaters, dual fuel (mineral and wood) | N/A | N/A | From main system, no cylinder thermostat | Very Poor | Poor | Low energy lighting in all fixed outlets | Very Good | Very Good |  |  |  | 9.3 | 5.9 | 6276 | 4488 | 1059 | 297 | 258 | 258 | Description: Biomass boiler (Exempted Appliance if in Smoke Control Area) ¦ Description: Air or ground source heat pump ¦ |  | 22393 | 3670 | 1057 | 0 | 0 |  | 1984-1991 | 2.6 | S01006074 (Strathendrick) | 82 | 1 | 15 | 15 | 100 |  |  | 1 | 6 |  | 6 | Stirling |  | boiler with radiators or underfloor heating | lpg | 2106 | natural | Single | 100 | double glazing installed before 2002 | 2 | Array: Roof Area: 0%; Connection: not applicable (FGHRS or no PV); ¦ | FALSE | owner-occupied | marketed sale |  | 00RGMB | Forth and Endrick | 0 | Detached | House | S01013015 (Kippen and Fintry - 01) | 2018-09-14 11:00 | 9777-1025-0201-4098-3904 | CRAIGTON COTTAGE ¦ G63 0XQ | [{'description': 'Floor insulation (suspended floor)', 'cost_min': 800, 'cost_max': 1200, 'typical_saving': 210, 'energy_rating': 'F 35', 'env_rating': 'E 51', 'green_deal': 'Y'}, {'description': 'Add additional 80\xa0mm jacket to hot water cylinder', 'cost_min': 15, 'cost_max': 30, 'typical_saving': 18, 'energy_rating': 'F 35', 'env_rating': 'E 52', 'green_deal': 'Y'}, {'description': 'Replace boiler with new condensing boiler', 'cost_min': 2200, 'cost_max': 3000, 'typical_saving': 287, 'energy_rating': 'E 48', 'env_rating': 'D 61', 'green_deal': 'Y'}, {'description': 'Flue gas heat recovery device in conjunction with boiler', 'cost_min': 400, 'cost_max': 900, 'typical_saving': 30, 'energy_rating': 'E 49', 'env_rating': 'D 62', 'green_deal': 'Y'}, {'description': 'Solar water heating', 'cost_min': 4000, 'cost_max': 6000, 'typical_saving': 59, 'energy_rating': 'E 51', 'env_rating': 'D 64', 'green_deal': 'Y'}, {'description': 'Hot water cylinder thermostat', 'cost_min': 200, 'cost_max': 400, 'typical_saving': 152, 'energy_rating': 'E 39', 'env_rating': 'D 55', 'green_deal': 'Y'}, {'description': 'Wind turbine', 'cost_min': 15000, 'cost_max': 25000, 'typical_saving': 592, 'energy_rating': 'C 72', 'env_rating': 'B 83', 'green_deal': 'Y'}, {'description': 'Increase loft insulation to 270\xa0mm', 'cost_min': 100, 'cost_max': 350, 'typical_saving': 94, 'energy_rating': 'F 30', 'env_rating': 'E 47', 'green_deal': 'Y'}, {'description': 'Solar photovoltaic panels, 2.5 kWp', 'cost_min': 5000, 'cost_max': 8000, 'typical_saving': 266, 'energy_rating': 'D 58', 'env_rating': 'C 70', 'green_deal': 'Y'}, {'description': None, 'cost_min': None, 'cost_max': None, 'typical_saving': None, 'energy_rating': None, 'env_rating': None, 'green_deal': None}] | [{'description': 'Cavity wall, as built, insulated (assumed)', 'energy_rating': 'Good', 'env_rating': 'Good'}, {'description': 'Granite or whinstone, as built, insulated (assumed)', 'energy_rating': 'Good', 'env_rating': 'Good'}] | [{'description': 'Pitched, 100 mm loft insulation', 'energy_rating': 'Average', 'env_rating': 'Average'}, {'description': 'Roof room(s), insulated (assumed)', 'energy_rating': 'Good', 'env_rating': 'Good'}] | [{'description': 'Suspended, no insulation (assumed)', 'energy_rating': 'N/A', 'env_rating': 'N/A'}] | [{'description': 'Description: Fully double glazed', 'energy_rating': 'Average', 'env_rating': 'Average'}] | [{'description': 'Boiler and radiators, LPG', 'energy_rating': 'Poor', 'env_rating': 'Good'}] | [{'description': 'Programmer, room thermostat and TRVs', 'energy_rating': 'Good', 'env_rating': 'Good'}] | [{'description': 'Room heaters, dual fuel (mineral and wood)', 'energy_rating': 'N/A', 'env_rating': 'N/A'}] | [{'description': 'From main system, no cylinder thermostat', 'energy_rating': 'Very Poor', 'env_rating': 'Poor'}] | [{'description': 'Low energy lighting in all fixed outlets', 'energy_rating': 'Very Good', 'env_rating': 'Very Good'}] | [] | 44 | 37 | 202 | 0.7112676056338029 | 3.4000000000000004 | 0.3655913978494624 | 850 | TRUE | TRUE | TRUE | [{'description': 'Floor insulation (suspended floor)', 'cost_min': 800, 'cost_max': 1200, 'typical_saving': 210, 'energy_rating': 'F 35', 'env_rating': 'E 51', 'green_deal': 'Y'}, {'description': 'Add additional 80\xa0mm jacket to hot water cylinder', 'cost_min': 15, 'cost_max': 30, 'typical_saving': 18, 'energy_rating': 'F 35', 'env_rating': 'E 52', 'green_deal': 'Y'}, {'description': 'Replace boiler with new condensing boiler', 'cost_min': 2200, 'cost_max': 3000, 'typical_saving': 287, 'energy_rating': 'E 48', 'env_rating': 'D 61', 'green_deal': 'Y'}, {'description': 'Flue gas heat recovery device in conjunction with boiler', 'cost_min': 400, 'cost_max': 900, 'typical_saving': 30, 'energy_rating': 'E 49', 'env_rating': 'D 62', 'green_deal': 'Y'}, {'description': 'Solar water heating', 'cost_min': 4000, 'cost_max': 6000, 'typical_saving': 59, 'energy_rating': 'E 51', 'env_rating': 'D 64', 'green_deal': 'Y'}, {'description': 'Hot water cylinder thermostat', 'cost_min': 200, 'cost_max': 400, 'typical_saving': 152, 'energy_rating': 'E 39', 'env_rating': 'D 55', 'green_deal': 'Y'}, {'description': 'Wind turbine', 'cost_min': 15000, 'cost_max': 25000, 'typical_saving': 592, 'energy_rating': 'C 72', 'env_rating': 'B 83', 'green_deal': 'Y'}, {'description': 'Increase loft insulation to 270\xa0mm', 'cost_min': 100, 'cost_max': 350, 'typical_saving': 94, 'energy_rating': 'F 30', 'env_rating': 'E 47', 'green_deal': 'Y'}, {'description': 'Solar photovoltaic panels, 2.5 kWp', 'cost_min': 5000, 'cost_max': 8000, 'typical_saving': 266, 'energy_rating': 'D 58', 'env_rating': 'C 70', 'green_deal': 'Y'}, {'description': None, 'cost_min': None, 'cost_max': None, 'typical_saving': None, 'energy_rating': None, 'env_rating': None, 'green_deal': None}] | 27715 | 44880 | 36297.5 | 29.312066574202497 | 850 | -23427.5875 | -0.024118 | [{'description': 'Floor insulation (suspended floor)', 'cost_min': 800, 'cost_max': 1200, 'typical_saving': 210, 'energy_rating': 'F 35', 'env_rating': 'E 51', 'green_deal': 'Y'}, {'description': 'Add additional 80\xa0mm jacket to hot water cylinder', 'cost_min': 15, 'cost_max': 30, 'typical_saving': 18, 'energy_rating': 'F 35', 'env_rating': 'E 52', 'green_deal': 'Y'}, {'description': 'Replace boiler with new condensing boiler', 'cost_min': 2200, 'cost_max': 3000, 'typical_saving': 287, 'energy_rating': 'E 48', 'env_rating': 'D 61', 'green_deal': 'Y'}, {'description': 'Flue gas heat recovery device in conjunction with boiler', 'cost_min': 400, 'cost_max': 900, 'typical_saving': 30, 'energy_rating': 'E 49', 'env_rating': 'D 62', 'green_deal': 'Y'}, {'description': 'Solar water heating', 'cost_min': 4000, 'cost_max': 6000, 'typical_saving': 59, 'energy_rating': 'E 51', 'env_rating': 'D 64', 'green_deal': 'Y'}, {'description': 'Hot water cylinder thermostat', 'cost_min': 200, 'cost_max': 400, 'typical_saving': 152, 'energy_rating': 'E 39', 'env_rating': 'D 55', 'green_deal': 'Y'}, {'description': 'Wind turbine', 'cost_min': 15000, 'cost_max': 25000, 'typical_saving': 592, 'energy_rating': 'C 72', 'env_rating': 'B 83', 'green_deal': 'Y'}, {'description': 'Increase loft insulation to 270\xa0mm', 'cost_min': 100, 'cost_max': 350, 'typical_saving': 94, 'energy_rating': 'F 30', 'env_rating': 'E 47', 'green_deal': 'Y'}, {'description': 'Solar photovoltaic panels, 2.5 kWp', 'cost_min': 5000, 'cost_max': 8000, 'typical_saving': 266, 'energy_rating': 'D 58', 'env_rating': 'C 70', 'green_deal': 'Y'}] | [{'description': 'Floor insulation (suspended floor)', 'capex_mid': np.float64(1000.0), 'lifetime': np.int64(50), 'annual_cashflow': 210, 'npv': np.float64(2833.7443467159983), 'irr': 0.20998475159461538}, {'description': 'Add additional 80\xa0mm jacket to hot water cylinder', 'capex_mid': np.float64(22.5), 'lifetime': 15, 'annual_cashflow': 18, 'npv': np.float64(164.33384468725063), 'irr': 0.7998813051172688}, {'description': 'Replace boiler with new condensing boiler', 'capex_mid': np.float64(2600.0), 'lifetime': np.int64(17), 'annual_cashflow': 287, 'npv': np.float64(635.6570131136773), 'irr': 0.08103119689830818}, {'description': 'Flue gas heat recovery device in conjunction with boiler', 'capex_mid': np.float64(650.0), 'lifetime': np.int64(20), 'annual_cashflow': 30, 'npv': np.float64(-276.13368972380067), 'irr': -0.007504973441449181}, {'description': 'Solar water heating', 'capex_mid': np.float64(5000.0), 'lifetime': np.int64(30), 'annual_cashflow': 59, 'npv': np.float64(-4093.0253894139128), 'irr': -0.057140747301132944}, {'description': 'Hot water cylinder thermostat', 'capex_mid': np.float64(300.0), 'lifetime': np.int64(15), 'annual_cashflow': 152, 'npv': np.float64(1277.7080218034498), 'irr': 0.5055722102201301}, {'description': 'Wind turbine', 'capex_mid': np.float64(20000.0), 'lifetime': np.int64(30), 'annual_cashflow': 592, 'npv': np.float64(-10899.508992085364), 'irr': -0.007498354368645543}, {'description': 'Increase loft insulation to 270\xa0mm', 'capex_mid': np.float64(225.0), 'lifetime': 15, 'annual_cashflow': 94, 'npv': np.float64(750.6878555889755), 'irr': 0.41550115049986447}, {'description': 'Solar photovoltaic panels, 2.5 kWp', 'capex_mid': np.float64(6500.0), 'lifetime': np.int64(30), 'annual_cashflow': 266, 'npv': np.float64(-2410.9280268491666), 'irr': 0.01378075329825279}] | 42.70294117647059 | 179.69059405940595 | 10675735.294117646 | TRUE | FALSE | 1 | 4 | 0.0066667 | 0.6666666666666667 | FALSE | FALSE |  | Unknown | boiler with radiators or underfloor heating | lpg | boiler with radiators or underfloor heating ¦ lpg | TRUE | 0.6285714285714286 | 0.57812 | 0.1389301672966955 | 0.2726340047797883 | 0.7149185776005316 | 0.5240348326581461 | 2 | 75 | Detached_2F | 10.606601717798211 | 7.0710678118654755 | 8.335533905932738 | G | 5.2 | 35.35533905932738 | 183.84776310850236 | 25.582 | 25.582 | 0.1391477359716481 | 3.654571428571429 | 1.5608910763986552 | 2.341336614597983 | boiler_radiators_lpg_poor_room_heaters_dual_fuel | [{'main_heat': 'boiler_radiators_lpg', 'main_energy': 'poor', 'secondary_heat': 'room_heaters_dual_fuel'}] | Cavity wall, as built, insulated (assumed) | Pitched, 100 mm loft insulation | Fully double glazed | cavity_as_built_band_G | insulated_roof_100mm | dbl_glz_pre_2003
1234647968 | 122009961 | 2 MENZIES DRIVE | FINTRY | GLASGOW | G63 0YG | 56.06 | -4.2236 | 2018-04-04 | RdSAP, existing dwelling | 2018-04-04 | 213 | 205 | 4812 | 1116 | 56 | D | 72 | C | 52 | E | 69 | C | 50 | Description: Floor insulation (suspended floor); Indicative Cost: ¬£800 - ¬£1,200; Typical Saving: 212; Energy Rating after improvement: D 66; Environmental Rating after improvement: D 62; Green Deal Eligible: Y ¦ Description: Solar water heating; Indicative Cost: ¬£4,000 - ¬£6,000; Typical Saving: 27; Energy Rating after improvement: D 67; Environmental Rating after improvement: D 64; Green Deal Eligible: Y ¦ Description: Cavity wall insulation; Indicative Cost: ¬£500 - ¬£1,500; Typical Saving: 132; Energy Rating after improvement: D 60; Environmental Rating after improvement: D 56; Green Deal Eligible: Y ¦ Description: Solar photovoltaic panels, 2.5 kWp; Indicative Cost: ¬£5,000 - ¬£8,000; Typical Saving: 272; Energy Rating after improvement: C 72; Environmental Rating after improvement: C 69; Green Deal Eligible: Y ¦ | Cavity wall, as built, no insulation (assumed) | Poor | Poor | Pitched, 250 mm loft insulation | Good | Good | Suspended, no insulation (assumed) | N/A | N/A | Description: Fully double glazed | Good | Good | Boiler and radiators, oil | Average | Good | Programmer, room thermostat and TRVs | Good | Good | Room heaters, wood pellets | N/A | N/A | From main system | Average | Average | Low energy lighting in all fixed outlets | Very Good | Very Good |  |  |  | 10 | 3.1 | 4044 | 3009 | 438 | 357 | 330 | 330 | Description: External insulation with cavity wall insulation ¦ | Description: Biomass secondary heating ¦ | 28565 | 3515 | 0 | 2889 | 0 |  | 1965-1975 | 2.5 | S01006074 (Strathendrick) | 138 | 0 | 12 | 12 | 100 |  |  | 1 | 6 |  | 6 | Stirling |  | boiler with radiators or underfloor heating | oil | 2106 | natural | dual | 100 | double glazing installed during or after 2002 | 0 | Array: Roof Area: 0%; Connection: not applicable (FGHRS or no PV); ¦ | FALSE | owner-occupied | marketed sale |  | 00RGMB | Forth and Endrick | 0 | Detached | Bungalow | S01013015 (Kippen and Fintry - 01) | 2018-04-04 16:39 | 0192-2874-6443-9408-0681 | 2 MENZIES DRIVE ¦ G63 0YG | [{'description': 'Floor insulation (suspended floor)', 'cost_min': 800, 'cost_max': 1200, 'typical_saving': 212, 'energy_rating': 'D 66', 'env_rating': 'D 62', 'green_deal': 'Y'}, {'description': 'Solar water heating', 'cost_min': 4000, 'cost_max': 6000, 'typical_saving': 27, 'energy_rating': 'D 67', 'env_rating': 'D 64', 'green_deal': 'Y'}, {'description': 'Cavity wall insulation', 'cost_min': 500, 'cost_max': 1500, 'typical_saving': 132, 'energy_rating': 'D 60', 'env_rating': 'D 56', 'green_deal': 'Y'}, {'description': 'Solar photovoltaic panels, 2.5 kWp', 'cost_min': 5000, 'cost_max': 8000, 'typical_saving': 272, 'energy_rating': 'C 72', 'env_rating': 'C 69', 'green_deal': 'Y'}, {'description': None, 'cost_min': None, 'cost_max': None, 'typical_saving': None, 'energy_rating': None, 'env_rating': None, 'green_deal': None}] | [{'description': 'Cavity wall, as built, no insulation (assumed)', 'energy_rating': 'Poor', 'env_rating': 'Poor'}] | [{'description': 'Pitched, 250 mm loft insulation', 'energy_rating': 'Good', 'env_rating': 'Good'}] | [{'description': 'Suspended, no insulation (assumed)', 'energy_rating': 'N/A', 'env_rating': 'N/A'}] | [{'description': 'Description: Fully double glazed', 'energy_rating': 'Good', 'env_rating': 'Good'}] | [{'description': 'Boiler and radiators, oil', 'energy_rating': 'Average', 'env_rating': 'Good'}] | [{'description': 'Programmer, room thermostat and TRVs', 'energy_rating': 'Good', 'env_rating': 'Good'}] | [{'description': 'Room heaters, wood pellets', 'energy_rating': 'N/A', 'env_rating': 'N/A'}] | [{'description': 'From main system', 'energy_rating': 'Average', 'env_rating': 'Average'}] | [{'description': 'Low energy lighting in all fixed outlets', 'energy_rating': 'Very Good', 'env_rating': 'Very Good'}] | [] | 16 | 17 | 75 | 0.35211 | 6.9 | 0.6900000000000001 | 372 | TRUE | TRUE | TRUE | [{'description': 'Floor insulation (suspended floor)', 'cost_min': 800, 'cost_max': 1200, 'typical_saving': 212, 'energy_rating': 'D 66', 'env_rating': 'D 62', 'green_deal': 'Y'}, {'description': 'Solar water heating', 'cost_min': 4000, 'cost_max': 6000, 'typical_saving': 27, 'energy_rating': 'D 67', 'env_rating': 'D 64', 'green_deal': 'Y'}, {'description': 'Cavity wall insulation', 'cost_min': 500, 'cost_max': 1500, 'typical_saving': 132, 'energy_rating': 'D 60', 'env_rating': 'D 56', 'green_deal': 'Y'}, {'description': 'Solar photovoltaic panels, 2.5 kWp', 'cost_min': 5000, 'cost_max': 8000, 'typical_saving': 272, 'energy_rating': 'C 72', 'env_rating': 'C 69', 'green_deal': 'Y'}, {'description': None, 'cost_min': None, 'cost_max': None, 'typical_saving': None, 'energy_rating': None, 'env_rating': None, 'green_deal': None}] | 10300 | 16700 | 13500 | 32.96296296296296 | 372 | -7621.4043 | -0.0074528 | [{'description': 'Floor insulation (suspended floor)', 'cost_min': 800, 'cost_max': 1200, 'typical_saving': 212, 'energy_rating': 'D 66', 'env_rating': 'D 62', 'green_deal': 'Y'}, {'description': 'Solar water heating', 'cost_min': 4000, 'cost_max': 6000, 'typical_saving': 27, 'energy_rating': 'D 67', 'env_rating': 'D 64', 'green_deal': 'Y'}, {'description': 'Cavity wall insulation', 'cost_min': 500, 'cost_max': 1500, 'typical_saving': 132, 'energy_rating': 'D 60', 'env_rating': 'D 56', 'green_deal': 'Y'}, {'description': 'Solar photovoltaic panels, 2.5 kWp', 'cost_min': 5000, 'cost_max': 8000, 'typical_saving': 272, 'energy_rating': 'C 72', 'env_rating': 'C 69', 'green_deal': 'Y'}] | [{'description': 'Floor insulation (suspended floor)', 'capex_mid': np.float64(1000.0), 'lifetime': np.int64(50), 'annual_cashflow': 212, 'npv': np.float64(2870.256197637103), 'irr': 0.211985827097521}, {'description': 'Solar water heating', 'capex_mid': np.float64(5000.0), 'lifetime': np.int64(30), 'annual_cashflow': 27, 'npv': np.float64(-4584.943822274164), 'irr': -0.09187261481379405}, {'description': 'Cavity wall insulation', 'capex_mid': np.float64(1000.0), 'lifetime': np.int64(50), 'annual_cashflow': 132, 'npv': np.float64(1409.7821607929136), 'irr': 0.1317286951549006}, {'description': 'Solar photovoltaic panels, 2.5 kWp', 'capex_mid': np.float64(6500.0), 'lifetime': np.int64(30), 'annual_cashflow': 272, 'npv': np.float64(-2318.6933206878703), 'irr': 0.015350135986072377}] | 36.29032258064516 | 180 | 1956521.7391304343 | TRUE | FALSE | 1 | 2.9268292682926833 | 0.004878 | 0.4878048780487805 | FALSE | FALSE |  | Unknown | boiler with radiators or underfloor heating | oil | boiler with radiators or underfloor heating ¦ oil | TRUE | 0.2285714285714285 | 0.26562 | 0.3490828647739155 | 0.2731034482758621 | 0.6755097027757306 | 0.32546 | 2 | 102.5 | Detached_2F | 12.399596767637243 | 8.266397845091497 | 8.933198922545749 | E | 5 | 41.33198922545748 | 206.65994612728736 | 32.7315 | 32.7315 | 0.1583833762341145 | 4.675928571428571 | 1.7655836752433214 | 2.648375512864982 | boiler_radiators_oil_average_room_heaters_wood_pellets | [{'main_heat': 'boiler_radiators_oil', 'main_energy': 'average', 'secondary_heat': 'room_heaters_wood_pellets'}] | Cavity wall, as built, no insulation (assumed) | Pitched, 250 mm loft insulation | Fully double glazed | cavity_as_built_bands_A_to_E | insulated_roof_250mm | dbl_glz_pre_2003
1000238923 | 122009850 | 81 MAIN STREET | FINTRY | GLASGOW | G63 0XE | 56.0535 | -4.2253 | 2018-03-22 | RdSAP, existing dwelling | 2018-03-22 | 278 | 58 | 1950 | 633 | 69 | C | 78 | C | 67 | D | 80 | C | 49 | Description: Floor insulation (suspended floor); Indicative Cost: ¬£800 - ¬£1,200; Typical Saving: 79; Energy Rating after improvement: C 78; Environmental Rating after improvement: C 80; Green Deal Eligible: Y ¦ Description: Internal or external wall insulation; Indicative Cost: ¬£4,000 - ¬£14,000; Typical Saving: 133; Energy Rating after improvement: C 74; Environmental Rating after improvement: C 75; Green Deal Eligible: Y ¦ | Sandstone or limestone, as built, no insulation (assumed) | Poor | Poor | (another dwelling above) | N/A | N/A | Suspended, no insulation (assumed) | N/A | N/A | Description: Fully double glazed | Average | Average | Boiler and radiators, mains gas | Good | Good | Programmer, TRVs and bypass | Average | Average | None | N/A | N/A | From main system | Good | Good | Low energy lighting in 86% of fixed outlets | Very Good | Very Good |  |  |  | 2.9 | 1.2 | 1584 | 948 | 216 | 219 | 150 | 150 |  |  | 8577 | 1594 | 0 | 0 | 2794 |  | before 1919 | 2.32 | S01006074 (Strathendrick) | 167 | 0 | 7 | 6 | 86 | ground floor | 0 | 1 | 3 | no corridor | 3 | Stirling |  | boiler with radiators or underfloor heating | mains gas | 2107 | natural | Single | 100 | double glazing installed before 2002 | 0 | Array: Roof Area: 0%; Connection: not applicable (FGHRS or no PV); ¦ | FALSE | owner-occupied | marketed sale |  | 00RGMB | Forth and Endrick | 0 | End-Terrace | Flat | S01013015 (Kippen and Fintry - 01) | 2018-03-22 20:34 | 2523-1002-2207-9788-3900 | 81 MAIN STREET ¦ G63 0XE | [{'description': 'Floor insulation (suspended floor)', 'cost_min': 800, 'cost_max': 1200, 'typical_saving': 79, 'energy_rating': 'C 78', 'env_rating': 'C 80', 'green_deal': 'Y'}, {'description': 'Internal or external wall insulation', 'cost_min': 4000, 'cost_max': 14000, 'typical_saving': 133, 'energy_rating': 'C 74', 'env_rating': 'C 75', 'green_deal': 'Y'}, {'description': None, 'cost_min': None, 'cost_max': None, 'typical_saving': None, 'energy_rating': None, 'env_rating': None, 'green_deal': None}] | [{'description': 'Sandstone or limestone, as built, no insulation (assumed)', 'energy_rating': 'Poor', 'env_rating': 'Poor'}] | [{'description': '(another dwelling above)', 'energy_rating': 'N/A', 'env_rating': 'N/A'}] | [{'description': 'Suspended, no insulation (assumed)', 'energy_rating': 'N/A', 'env_rating': 'N/A'}] | [{'description': 'Description: Fully double glazed', 'energy_rating': 'Average', 'env_rating': 'Average'}] | [{'description': 'Boiler and radiators, mains gas', 'energy_rating': 'Good', 'env_rating': 'Good'}] | [{'description': 'Programmer, TRVs and bypass', 'energy_rating': 'Average', 'env_rating': 'Average'}] | [{'description': 'None', 'energy_rating': 'N/A', 'env_rating': 'N/A'}] | [{'description': 'From main system', 'energy_rating': 'Good', 'env_rating': 'Good'}] | [{'description': 'Low energy lighting in 86% of fixed outlets', 'energy_rating': 'Very Good', 'env_rating': 'Very Good'}] | [] | 9 | 13 | 111 | 0.3992805755395683 | 1.7 | 0.5862068965517241 | 211 | TRUE | TRUE | TRUE | [{'description': 'Floor insulation (suspended floor)', 'cost_min': 800, 'cost_max': 1200, 'typical_saving': 79, 'energy_rating': 'C 78', 'env_rating': 'C 80', 'green_deal': 'Y'}, {'description': 'Internal or external wall insulation', 'cost_min': 4000, 'cost_max': 14000, 'typical_saving': 133, 'energy_rating': 'C 74', 'env_rating': 'C 75', 'green_deal': 'Y'}, {'description': None, 'cost_min': None, 'cost_max': None, 'typical_saving': None, 'energy_rating': None, 'env_rating': None, 'green_deal': None}] | 4800 | 15200 | 10000 | 50 | 211 | -6147.9997 | 0.0021202 | [{'description': 'Floor insulation (suspended floor)', 'cost_min': 800, 'cost_max': 1200, 'typical_saving': 79, 'energy_rating': 'C 78', 'env_rating': 'C 80', 'green_deal': 'Y'}, {'description': 'Internal or external wall insulation', 'cost_min': 4000, 'cost_max': 14000, 'typical_saving': 133, 'energy_rating': 'C 74', 'env_rating': 'C 75', 'green_deal': 'Y'}] | [{'description': 'Floor insulation (suspended floor)', 'capex_mid': np.float64(1000.0), 'lifetime': np.int64(50), 'annual_cashflow': 79, 'npv': np.float64(442.2181113836377), 'irr': 0.0770706183217662}, {'description': 'Internal or external wall insulation', 'capex_mid': np.float64(9000.0), 'lifetime': np.int64(50), 'annual_cashflow': 133, 'npv': np.float64(-6571.961913746534), 'irr': -0.011278905865382716}] | 47.39336492890995 | 90.09009009009009 | 5882352.941176471 | TRUE | FALSE | 1 | 5.172413793103448 | 0.017241 | 1.7241379310344829 | TRUE | FALSE |  | Unknown | boiler with radiators or underfloor heating | mains gas | boiler with radiators or underfloor heating ¦ mains gas | TRUE | 0.1285714285714285 | 0.20312 | 0.3686726631124673 | 0.1366884125504815 | 0.6932535726154867 | 0.2608674926575705 | 2 | 29 | EndTerrace_2F | 5.385164807134504 | 5.385164807134504 | 7.492582403567251 | A | 4.64 |  |  | 13.951 | 13.951 |  | 1.993 | 1.1526780412008666 | 1.729 | boiler_radiators_mains_gas_good_none | [{'main_heat': 'boiler_radiators_mains_gas', 'main_energy': 'good', 'secondary_heat': 'none'}] | Sandstone or limestone, as built, no insulation (assumed) | (another dwelling above) | Fully double glazed | sandstone_limestone_as_built_band_A | NIM | dbl_glz_pre_2003
1001951906 | 122046983 | JAW FARM COTTAGE | FINTRY | GLASGOW | G63 0XG | 56.0473 | -4.2026 | 2018-03-17 | RdSAP, existing dwelling | 2018-03-18 | 340 | 87 | 5229 | 2259 | 31 | F | 90 | B | 48 | E | 99 | A | 68 | Description: Flue gas heat recovery device in conjunction with boiler; Indicative Cost: ¬£400 - ¬£900; Typical Saving: 23; Energy Rating after improvement: E 54; Environmental Rating after improvement: D 67; Green Deal Eligible: Y ¦ Description: Solar water heating; Indicative Cost: ¬£4,000 - ¬£6,000; Typical Saving: 65; Energy Rating after improvement: D 58; Environmental Rating after improvement: C 70; Green Deal Eligible: Y ¦ Description: High performance external doors; Indicative Cost: ¬£1,000; Typical Saving: 24; Energy Rating after improvement: D 59; Environmental Rating after improvement: C 71; Green Deal Eligible: Y ¦ Description: Floor insulation (suspended floor); Indicative Cost: ¬£800 - ¬£1,200; Typical Saving: 242; Energy Rating after improvement: E 40; Environmental Rating after improvement: D 55; Green Deal Eligible: Y ¦ Description: Replace boiler with new condensing boiler; Indicative Cost: ¬£2,200 - ¬£3,000; Typical Saving: 313; Energy Rating after improvement: E 53; Environmental Rating after improvement: D 67; Green Deal Eligible: Y ¦ Description: Solar photovoltaic panels, 2.5 kWp; Indicative Cost: ¬£5,000 - ¬£8,000; Typical Saving: 259; Energy Rating after improvement: C 69; Environmental Rating after improvement: C 80; Green Deal Eligible: Y ¦ Description: Add additional 80¬†mm jacket to hot water cylinder; Indicative Cost: ¬£15 - ¬£30; Typical Saving: 35; Energy Rating after improvement: E 41; Environmental Rating after improvement: D 56; Green Deal Eligible: Y ¦ Description: Upgrade heating controls; Indicative Cost: ¬£350 - ¬£450; Typical Saving: 50; Energy Rating after improvement: E 43; Environmental Rating after improvement: D 57; Green Deal Eligible: Y ¦ Description: Wind turbine; Indicative Cost: ¬£15,000 - ¬£25,000; Typical Saving: 576; Energy Rating after improvement: B 90; Environmental Rating after improvement: A 99; Green Deal Eligible: Y ¦ | System built, with external insulation | Very Good | Very Good | Pitched, 200 mm loft insulation | Good | Good | Suspended, no insulation (assumed) | N/A | N/A | Description: Fully double glazed | Average | Average | Boiler and radiators, LPG | Poor | Good | Programmer and room thermostat | Average | Average | Room heaters, electric | N/A | N/A | Electric immersion, standard tariff | Very Poor | Poor | Low energy lighting in all fixed outlets | Very Good | Very Good |  |  |  | 5.9 | 5.3 | 3915 | 2499 | 1134 | 291 | 180 | 180 | Description: Biomass boiler (Exempted Appliance if in Smoke Control Area) ¦ Description: Air or ground source heat pump ¦ |  | 12728 | 2344 | 0 | 0 | 0 |  | 1950-1964 | 2.45 | S01006074 (Strathendrick) | 0 | 2 | 8 | 8 | 100 |  |  | 1 | 4 |  | 4 | Stirling |  | boiler with radiators or underfloor heating | lpg | 2104 | natural | Single | 100 | double glazing, unknown install date | 0 | Array: Roof Area: 0%; Connection: not applicable (FGHRS or no PV); ¦ | FALSE | rented (private) | rental |  | 00RGMB | Forth and Endrick | 0 | Detached | Bungalow | S01013015 (Kippen and Fintry - 01) | 2018-03-18 11:53 | 6718-0527-9100-0123-9992 | JAW FARM COTTAGE ¦ G63 0XG | [{'description': 'Flue gas heat recovery device in conjunction with boiler', 'cost_min': 400, 'cost_max': 900, 'typical_saving': 23, 'energy_rating': 'E 54', 'env_rating': 'D 67', 'green_deal': 'Y'}, {'description': 'Solar water heating', 'cost_min': 4000, 'cost_max': 6000, 'typical_saving': 65, 'energy_rating': 'D 58', 'env_rating': 'C 70', 'green_deal': 'Y'}, {'description': 'High performance external doors', 'cost_min': None, 'cost_max': None, 'typical_saving': 24, 'energy_rating': 'D 59', 'env_rating': 'C 71', 'green_deal': 'Y'}, {'description': 'Floor insulation (suspended floor)', 'cost_min': 800, 'cost_max': 1200, 'typical_saving': 242, 'energy_rating': 'E 40', 'env_rating': 'D 55', 'green_deal': 'Y'}, {'description': 'Replace boiler with new condensing boiler', 'cost_min': 2200, 'cost_max': 3000, 'typical_saving': 313, 'energy_rating': 'E 53', 'env_rating': 'D 67', 'green_deal': 'Y'}, {'description': 'Solar photovoltaic panels, 2.5 kWp', 'cost_min': 5000, 'cost_max': 8000, 'typical_saving': 259, 'energy_rating': 'C 69', 'env_rating': 'C 80', 'green_deal': 'Y'}, {'description': 'Add additional 80\xa0mm jacket to hot water cylinder', 'cost_min': 15, 'cost_max': 30, 'typical_saving': 35, 'energy_rating': 'E 41', 'env_rating': 'D 56', 'green_deal': 'Y'}, {'description': 'Upgrade heating controls', 'cost_min': 350, 'cost_max': 450, 'typical_saving': 50, 'energy_rating': 'E 43', 'env_rating': 'D 57', 'green_deal': 'Y'}, {'description': 'Wind turbine', 'cost_min': 15000, 'cost_max': 25000, 'typical_saving': 576, 'energy_rating': 'B 90', 'env_rating': 'A 99', 'green_deal': 'Y'}, {'description': None, 'cost_min': None, 'cost_max': None, 'typical_saving': None, 'energy_rating': None, 'env_rating': None, 'green_deal': None}] | [{'description': 'System built, with external insulation', 'energy_rating': 'Very Good', 'env_rating': 'Very Good'}] | [{'description': 'Pitched, 200 mm loft insulation', 'energy_rating': 'Good', 'env_rating': 'Good'}] | [{'description': 'Suspended, no insulation (assumed)', 'energy_rating': 'N/A', 'env_rating': 'N/A'}] | [{'description': 'Description: Fully double glazed', 'energy_rating': 'Average', 'env_rating': 'Average'}] | [{'description': 'Boiler and radiators, LPG', 'energy_rating': 'Poor', 'env_rating': 'Good'}] | [{'description': 'Programmer and room thermostat', 'energy_rating': 'Average', 'env_rating': 'Average'}] | [{'description': 'Room heaters, electric', 'energy_rating': 'N/A', 'env_rating': 'N/A'}] | [{'description': 'Electric immersion, standard tariff', 'energy_rating': 'Very Poor', 'env_rating': 'Poor'}] | [{'description': 'Low energy lighting in all fixed outlets', 'energy_rating': 'Very Good', 'env_rating': 'Very Good'}] | [] | 59 | 51 | 340 | 1 | 0.6000000000000005 | 0.1016949152542373 | 753 | TRUE | TRUE | TRUE | [{'description': 'Flue gas heat recovery device in conjunction with boiler', 'cost_min': 400, 'cost_max': 900, 'typical_saving': 23, 'energy_rating': 'E 54', 'env_rating': 'D 67', 'green_deal': 'Y'}, {'description': 'Solar water heating', 'cost_min': 4000, 'cost_max': 6000, 'typical_saving': 65, 'energy_rating': 'D 58', 'env_rating': 'C 70', 'green_deal': 'Y'}, {'description': 'High performance external doors', 'cost_min': None, 'cost_max': None, 'typical_saving': 24, 'energy_rating': 'D 59', 'env_rating': 'C 71', 'green_deal': 'Y'}, {'description': 'Floor insulation (suspended floor)', 'cost_min': 800, 'cost_max': 1200, 'typical_saving': 242, 'energy_rating': 'E 40', 'env_rating': 'D 55', 'green_deal': 'Y'}, {'description': 'Replace boiler with new condensing boiler', 'cost_min': 2200, 'cost_max': 3000, 'typical_saving': 313, 'energy_rating': 'E 53', 'env_rating': 'D 67', 'green_deal': 'Y'}, {'description': 'Solar photovoltaic panels, 2.5 kWp', 'cost_min': 5000, 'cost_max': 8000, 'typical_saving': 259, 'energy_rating': 'C 69', 'env_rating': 'C 80', 'green_deal': 'Y'}, {'description': 'Add additional 80\xa0mm jacket to hot water cylinder', 'cost_min': 15, 'cost_max': 30, 'typical_saving': 35, 'energy_rating': 'E 41', 'env_rating': 'D 56', 'green_deal': 'Y'}, {'description': 'Upgrade heating controls', 'cost_min': 350, 'cost_max': 450, 'typical_saving': 50, 'energy_rating': 'E 43', 'env_rating': 'D 57', 'green_deal': 'Y'}, {'description': 'Wind turbine', 'cost_min': 15000, 'cost_max': 25000, 'typical_saving': 576, 'energy_rating': 'B 90', 'env_rating': 'A 99', 'green_deal': 'Y'}, {'description': None, 'cost_min': None, 'cost_max': None, 'typical_saving': None, 'energy_rating': None, 'env_rating': None, 'green_deal': None}] | 27765 | 44580 | 36172.5 | 29.27247579529737 | 753 | -24771.2716 | -0.030879 | [{'description': 'Flue gas heat recovery device in conjunction with boiler', 'cost_min': 400, 'cost_max': 900, 'typical_saving': 23, 'energy_rating': 'E 54', 'env_rating': 'D 67', 'green_deal': 'Y'}, {'description': 'Solar water heating', 'cost_min': 4000, 'cost_max': 6000, 'typical_saving': 65, 'energy_rating': 'D 58', 'env_rating': 'C 70', 'green_deal': 'Y'}, {'description': 'High performance external doors', 'cost_min': None, 'cost_max': None, 'typical_saving': 24, 'energy_rating': 'D 59', 'env_rating': 'C 71', 'green_deal': 'Y'}, {'description': 'Floor insulation (suspended floor)', 'cost_min': 800, 'cost_max': 1200, 'typical_saving': 242, 'energy_rating': 'E 40', 'env_rating': 'D 55', 'green_deal': 'Y'}, {'description': 'Replace boiler with new condensing boiler', 'cost_min': 2200, 'cost_max': 3000, 'typical_saving': 313, 'energy_rating': 'E 53', 'env_rating': 'D 67', 'green_deal': 'Y'}, {'description': 'Solar photovoltaic panels, 2.5 kWp', 'cost_min': 5000, 'cost_max': 8000, 'typical_saving': 259, 'energy_rating': 'C 69', 'env_rating': 'C 80', 'green_deal': 'Y'}, {'description': 'Add additional 80\xa0mm jacket to hot water cylinder', 'cost_min': 15, 'cost_max': 30, 'typical_saving': 35, 'energy_rating': 'E 41', 'env_rating': 'D 56', 'green_deal': 'Y'}, {'description': 'Upgrade heating controls', 'cost_min': 350, 'cost_max': 450, 'typical_saving': 50, 'energy_rating': 'E 43', 'env_rating': 'D 57', 'green_deal': 'Y'}, {'description': 'Wind turbine', 'cost_min': 15000, 'cost_max': 25000, 'typical_saving': 576, 'energy_rating': 'B 90', 'env_rating': 'A 99', 'green_deal': 'Y'}] | [{'description': 'Flue gas heat recovery device in conjunction with boiler', 'capex_mid': np.float64(650.0), 'lifetime': np.int64(20), 'annual_cashflow': 23, 'npv': np.float64(-363.3691621215803), 'irr': -0.030887607979002474}, {'description': 'Solar water heating', 'capex_mid': np.float64(5000.0), 'lifetime': np.int64(30), 'annual_cashflow': 65, 'npv': np.float64(-4000.790683252615), 'irr': -0.05245426958912969}, {'description': 'High performance external doors', 'capex_mid': nan, 'lifetime': np.int64(30), 'annual_cashflow': 24, 'npv': nan, 'irr': nan}, {'description': 'Floor insulation (suspended floor)', 'capex_mid': np.float64(1000.0), 'lifetime': np.int64(50), 'annual_cashflow': 242, 'npv': np.float64(3417.9339614536743), 'irr': 0.24199523767711661}, {'description': 'Replace boiler with new condensing boiler', 'capex_mid': np.float64(2600.0), 'lifetime': np.int64(17), 'annual_cashflow': 313, 'npv': np.float64(928.7827355560312), 'irr': 0.09441391290516954}, {'description': 'Solar photovoltaic panels, 2.5 kWp', 'capex_mid': np.float64(6500.0), 'lifetime': np.int64(30), 'annual_cashflow': 259, 'npv': np.float64(-2518.5351840373473), 'irr': 0.01192377470169359}, {'description': 'Add additional 80\xa0mm jacket to hot water cylinder', 'capex_mid': np.float64(22.5), 'lifetime': 15, 'annual_cashflow': 35, 'npv': np.float64(340.7880313363206), 'irr': 1.5555543543739025}, {'description': 'Upgrade heating controls', 'capex_mid': np.float64(400.0), 'lifetime': np.int64(15), 'annual_cashflow': 50, 'npv': np.float64(118.98290190902952), 'irr': 0.0912829653036642}, {'description': 'Wind turbine', 'capex_mid': np.float64(20000.0), 'lifetime': np.int64(30), 'annual_cashflow': 576, 'npv': np.float64(-11145.46820851549), 'irr': -0.009183150412153784}] | 48.037848605577686 | 106.38970588235294 | 60287499.99999995 | TRUE | FALSE | 1 | 4.597701149425287 | 0.011494 | 1.1494252873563218 | FALSE | FALSE |  | Unknown | boiler with radiators or underfloor heating | lpg | boiler with radiators or underfloor heating ¦ lpg | TRUE | 0.8428571428571429 | 0.79688 | 0.1210650797694914 | 0.16142 | 0.93915 | 0.6691118618046286 | 2 | 43.5 | Detached_2F | 8.077747210701755 | 5.385164807134504 | 7.492582403567251 | D | 4.9 | 26.92582403567252 | 131.93653777479537 | 16.7728 | 16.7728 | 0.1271277864561655 | 2.396114285714286 | 1.2638866736418752 | 1.895830010462813 | boiler_radiators_lpg_poor_room_heaters_electric | [{'main_heat': 'boiler_radiators_lpg', 'main_energy': 'poor', 'secondary_heat': 'room_heaters_electric'}] | System built, with external insulation | Pitched, 200 mm loft insulation | Fully double glazed | system_external_insulation_band_D | insulated_roof_200mm | dbl_glz_pre_2003
1234982990 | 122069494 | DUNKESSEN VIEW | FINTRY | GLASGOW | G63 0XJ | 56.05282399999999 | -4.2206 | 2017-11-22 | SAP, new dwelling | 2017-11-22 | 94 | 203 | 2931 | 411 | 82 | B | 91 | B | 84 | B | 91 | B | 16 | Description: Solar water heating; Indicative Cost: ¬£4,000 - ¬£6,000; Typical Saving: 138; Energy Rating after improvement: B 85; Environmental Rating after improvement: B 87; Green Deal Eligible: N ¦ Description: Solar photovoltaic panels, 2.5 kWp; Indicative Cost: ¬£5,000 - ¬£8,000; Typical Saving: 252; Energy Rating after improvement: B 91; Environmental Rating after improvement: B 91; Green Deal Eligible: N ¦ | Average thermal transmittance 0.21 W/m¬≤K | Very Good | Very Good | Average thermal transmittance 0.13 W/m¬≤K | Very Good | Very Good | Average thermal transmittance 0.15 W/m¬≤K | Very Good | Very Good | Description: High performance glazing | Very Good | Very Good | Air source heat pump, radiators, electric | Very Good | Very Good | Time and temperature zone control | Very Good | Very Good | Room heaters, wood logs | N/A | N/A | From main system | Very Poor | Poor | Low energy lighting in all fixed outlets | Very Good | Very Good | Air permeability 6.7 m¬≥/h.m¬≤ (as tested) | Good | Good | 3.2 | 1.3 | 1473 | 1476 | 1167 | 753 | 291 | 291 |  | Description: Biomass secondary heating ¦ Description: Air source heat pump ¦ | 11397 | 2526 | 0 | 0 | 0 |  |  | 2.4 | S01006074 (Strathendrick) | 57 | 0 | 20 | 20 | 100 |  |  | 0 | 0 |  | 0 | Stirling |  | heat pump with radiators or underfloor heating | electricity: electricity, unspecified tariff | 2207 | mechanical, supply and extract |  | 0 |  | 0 |  |  | owner-occupied | new dwelling |  | 00RGMB | Forth and Endrick | 0 | Semi-Detached | House | S01013015 (Kippen and Fintry - 01) | 2017-11-22 12:46 | 0613-9839-9439-2272-9926 | DUNKESSEN VIEW ¦ G63 0XJ | [{'description': 'Solar water heating', 'cost_min': 4000, 'cost_max': 6000, 'typical_saving': 138, 'energy_rating': 'B 85', 'env_rating': 'B 87', 'green_deal': 'N'}, {'description': 'Solar photovoltaic panels, 2.5 kWp', 'cost_min': 5000, 'cost_max': 8000, 'typical_saving': 252, 'energy_rating': 'B 91', 'env_rating': 'B 91', 'green_deal': 'N'}, {'description': None, 'cost_min': None, 'cost_max': None, 'typical_saving': None, 'energy_rating': None, 'env_rating': None, 'green_deal': None}] | [{'description': 'Average thermal transmittance 0.21 W/m¬≤K', 'energy_rating': 'Very Good', 'env_rating': 'Very Good'}] | [{'description': 'Average thermal transmittance 0.13 W/m¬≤K', 'energy_rating': 'Very Good', 'env_rating': 'Very Good'}] | [{'description': 'Average thermal transmittance 0.15 W/m¬≤K', 'energy_rating': 'Very Good', 'env_rating': 'Very Good'}] | [{'description': 'Description: High performance glazing', 'energy_rating': 'Very Good', 'env_rating': 'Very Good'}] | [{'description': 'Air source heat pump, radiators, electric', 'energy_rating': 'Very Good', 'env_rating': 'Very Good'}] | [{'description': 'Time and temperature zone control', 'energy_rating': 'Very Good', 'env_rating': 'Very Good'}] | [{'description': 'Room heaters, wood logs', 'energy_rating': 'N/A', 'env_rating': 'N/A'}] | [{'description': 'From main system', 'energy_rating': 'Very Poor', 'env_rating': 'Poor'}] | [{'description': 'Low energy lighting in all fixed outlets', 'energy_rating': 'Very Good', 'env_rating': 'Very Good'}] | [{'description': 'Air permeability 6.7 m¬≥/h.m¬≤ (as tested)', 'energy_rating': 'Good', 'env_rating': 'Good'}] | 9 | 7 | 37 | 0.3936170212765957 | 1.9 | 0.59375 | 137 | TRUE | TRUE | TRUE | [{'description': 'Solar water heating', 'cost_min': 4000, 'cost_max': 6000, 'typical_saving': 138, 'energy_rating': 'B 85', 'env_rating': 'B 87', 'green_deal': 'N'}, {'description': 'Solar photovoltaic panels, 2.5 kWp', 'cost_min': 5000, 'cost_max': 8000, 'typical_saving': 252, 'energy_rating': 'B 91', 'env_rating': 'B 91', 'green_deal': 'N'}, {'description': None, 'cost_min': None, 'cost_max': None, 'typical_saving': None, 'energy_rating': None, 'env_rating': None, 'green_deal': None}] | 9000 | 14000 | 11500 | 30 | 137 | -9393.9742 | -0.056684 | [{'description': 'Solar water heating', 'cost_min': 4000, 'cost_max': 6000, 'typical_saving': 138, 'energy_rating': 'B 85', 'env_rating': 'B 87', 'green_deal': 'N'}, {'description': 'Solar photovoltaic panels, 2.5 kWp', 'cost_min': 5000, 'cost_max': 8000, 'typical_saving': 252, 'energy_rating': 'B 91', 'env_rating': 'B 91', 'green_deal': 'N'}] | [{'description': 'Solar water heating', 'capex_mid': np.float64(5000.0), 'lifetime': np.int64(30), 'annual_cashflow': 138, 'npv': np.float64(-2878.60175829017), 'irr': -0.011768766977303002}, {'description': 'Solar photovoltaic panels, 2.5 kWp', 'capex_mid': np.float64(6500.0), 'lifetime': np.int64(30), 'annual_cashflow': 252, 'npv': np.float64(-2626.1423412255267), 'irr': 0.010037298039035747}] | 83.94160583941606 | 310.81081081081084 | 6052631.578947368 | TRUE | FALSE |  | 0 | 0 | 0 | FALSE | FALSE |  | Unknown | heat pump with radiators or underfloor heating | electricity: electricity, unspecified tariff | heat pump with radiators or underfloor heating ¦ electricity: electricity, unspecified tariff | TRUE | 0.1285714285714285 | 0.10938 | 0.3255154830711619 | 0.4715750232991612 | 0.6940231935771631 | 0.2787752094099934 | 2 | 101.5 | SemiDetached_2F | 10.074720839804945 | 10.074720839804945 | 9.837360419902472 |  | 4.8 | 30.224162519414833 | 145.0759800931912 | [6 empty] | air_source_heat_pump_radiators_electric_very_good_room_heaters_wood_logs | [{'main_heat': 'air_source_heat_pump_radiators_electric', 'main_energy': 'very_good', 'secondary_heat': 'room_heaters_wood_logs'}] | Average thermal transmittance 0.21 W/m¬≤K | Average thermal transmittance 0.13 W/m¬≤K | High performance glazing | ND | ND | ND
1000238914 | 122009842 | 53 MAIN STREET | FINTRY | GLASGOW | G63 0XE | 56.0533 | -4.2245 | 2017-10-04 | RdSAP, existing dwelling | 2017-10-04 | 459 | 68 | 3516 | 1737 | 34 | F | 104 | A | 35 | F | 99 | A | 102 | Description: Low energy lighting for all fixed outlets; Indicative Cost: ¬£35; Typical Saving: 15; Energy Rating after improvement: D 57; Environmental Rating after improvement: E 53; Green Deal Eligible: N ¦ Description: Solar water heating; Indicative Cost: ¬£4,000 - ¬£6,000; Typical Saving: 35; Energy Rating after improvement: D 65; Environmental Rating after improvement: D 63; Green Deal Eligible: Y ¦ Description: Replace single glazed windows with low-E double glazed windows; Indicative Cost: ¬£3,300 - ¬£6,500; Typical Saving: 47; Energy Rating after improvement: D 67; Environmental Rating after improvement: D 66; Green Deal Eligible: Y ¦ Description: Solar photovoltaic panels, 2.5 kWp; Indicative Cost: ¬£5,000 - ¬£8,000; Typical Saving: 252; Energy Rating after improvement: C 79; Environmental Rating after improvement: C 77; Green Deal Eligible: Y ¦ Description: Floor insulation (suspended floor); Indicative Cost: ¬£800 - ¬£1,200; Typical Saving: 60; Energy Rating after improvement: D 56; Environmental Rating after improvement: E 53; Green Deal Eligible: Y ¦ Description: Cavity wall insulation; Indicative Cost: ¬£500 - ¬£1,500; Typical Saving: 344; Energy Rating after improvement: E 52; Environmental Rating after improvement: E 50; Green Deal Eligible: Y ¦ Description: Replace boiler with new condensing boiler; Indicative Cost: ¬£2,200 - ¬£3,000; Typical Saving: 79; Energy Rating after improvement: D 62; Environmental Rating after improvement: D 59; Green Deal Eligible: Y ¦ Description: Wind turbine; Indicative Cost: ¬£15,000 - ¬£25,000; Typical Saving: 561; Energy Rating after improvement: A 104; Environmental Rating after improvement: A 99; Green Deal Eligible: Y ¦ | Cavity wall, as built, no insulation (assumed) | Poor | Poor | Pitched, 300 mm loft insulation | Very Good | Very Good | Suspended, no insulation (assumed) | N/A | N/A | Description: Partial double glazing | Poor | Poor | Boiler and radiators, oil | Average | Average | Programmer, room thermostat and TRVs | Good | Good | Room heaters, wood logs | N/A | N/A | From main system | Average | Average | Low energy lighting in 63% of fixed outlets | Good | Good |  |  |  | 6.9 | 6.3 | 2925 | 1443 | 396 | 195 | 195 | 141 | Description: External insulation with cavity wall insulation ¦ | Description: Biomass secondary heating ¦ | 16383 | 2552 | 0 | 5911 | 0 |  | 1965-1975 | 2.4 | S01006074 (Strathendrick) | -8 | 0 | 19 | 12 | 63 |  |  | 1 | 6 |  | 6 | Stirling |  | boiler with radiators or underfloor heating | oil | 2106 | natural | Single | 45 | double glazing installed before 2002 | 1 | Array: Roof Area: 0%; Connection: not applicable (FGHRS or no PV); ¦ | FALSE | owner-occupied | marketed sale |  | 00RGMB | Forth and Endrick | 0 | Detached | House | S01013015 (Kippen and Fintry - 01) | 2017-10-04 11:44 | 9190-2484-1000-9303-3261 | 53 MAIN STREET ¦ G63 0XE | [{'description': 'Low energy lighting for all fixed outlets', 'cost_min': None, 'cost_max': None, 'typical_saving': 15, 'energy_rating': 'D 57', 'env_rating': 'E 53', 'green_deal': 'N'}, {'description': 'Solar water heating', 'cost_min': 4000, 'cost_max': 6000, 'typical_saving': 35, 'energy_rating': 'D 65', 'env_rating': 'D 63', 'green_deal': 'Y'}, {'description': 'Replace single glazed windows with low-E double glazed windows', 'cost_min': 3300, 'cost_max': 6500, 'typical_saving': 47, 'energy_rating': 'D 67', 'env_rating': 'D 66', 'green_deal': 'Y'}, {'description': 'Solar photovoltaic panels, 2.5 kWp', 'cost_min': 5000, 'cost_max': 8000, 'typical_saving': 252, 'energy_rating': 'C 79', 'env_rating': 'C 77', 'green_deal': 'Y'}, {'description': 'Floor insulation (suspended floor)', 'cost_min': 800, 'cost_max': 1200, 'typical_saving': 60, 'energy_rating': 'D 56', 'env_rating': 'E 53', 'green_deal': 'Y'}, {'description': 'Cavity wall insulation', 'cost_min': 500, 'cost_max': 1500, 'typical_saving': 344, 'energy_rating': 'E 52', 'env_rating': 'E 50', 'green_deal': 'Y'}, {'description': 'Replace boiler with new condensing boiler', 'cost_min': 2200, 'cost_max': 3000, 'typical_saving': 79, 'energy_rating': 'D 62', 'env_rating': 'D 59', 'green_deal': 'Y'}, {'description': 'Wind turbine', 'cost_min': 15000, 'cost_max': 25000, 'typical_saving': 561, 'energy_rating': 'A 104', 'env_rating': 'A 99', 'green_deal': 'Y'}, {'description': None, 'cost_min': None, 'cost_max': None, 'typical_saving': None, 'energy_rating': None, 'env_rating': None, 'green_deal': None}] | [{'description': 'Cavity wall, as built, no insulation (assumed)', 'energy_rating': 'Poor', 'env_rating': 'Poor'}] | [{'description': 'Pitched, 300 mm loft insulation', 'energy_rating': 'Very Good', 'env_rating': 'Very Good'}] | [{'description': 'Suspended, no insulation (assumed)', 'energy_rating': 'N/A', 'env_rating': 'N/A'}] | [{'description': 'Description: Partial double glazing', 'energy_rating': 'Poor', 'env_rating': 'Poor'}] | [{'description': 'Boiler and radiators, oil', 'energy_rating': 'Average', 'env_rating': 'Average'}] | [{'description': 'Programmer, room thermostat and TRVs', 'energy_rating': 'Good', 'env_rating': 'Good'}] | [{'description': 'Room heaters, wood logs', 'energy_rating': 'N/A', 'env_rating': 'N/A'}] | [{'description': 'From main system', 'energy_rating': 'Average', 'env_rating': 'Average'}] | [{'description': 'Low energy lighting in 63% of fixed outlets', 'energy_rating': 'Good', 'env_rating': 'Good'}] | [] | 70 | 64 | 467 | 1.017429193899782 | 0.6000000000000005 | 0.086957 | 579 | TRUE | TRUE | TRUE | [{'description': 'Low energy lighting for all fixed outlets', 'cost_min': None, 'cost_max': None, 'typical_saving': 15, 'energy_rating': 'D 57', 'env_rating': 'E 53', 'green_deal': 'N'}, {'description': 'Solar water heating', 'cost_min': 4000, 'cost_max': 6000, 'typical_saving': 35, 'energy_rating': 'D 65', 'env_rating': 'D 63', 'green_deal': 'Y'}, {'description': 'Replace single glazed windows with low-E double glazed windows', 'cost_min': 3300, 'cost_max': 6500, 'typical_saving': 47, 'energy_rating': 'D 67', 'env_rating': 'D 66', 'green_deal': 'Y'}, {'description': 'Solar photovoltaic panels, 2.5 kWp', 'cost_min': 5000, 'cost_max': 8000, 'typical_saving': 252, 'energy_rating': 'C 79', 'env_rating': 'C 77', 'green_deal': 'Y'}, {'description': 'Floor insulation (suspended floor)', 'cost_min': 800, 'cost_max': 1200, 'typical_saving': 60, 'energy_rating': 'D 56', 'env_rating': 'E 53', 'green_deal': 'Y'}, {'description': 'Cavity wall insulation', 'cost_min': 500, 'cost_max': 1500, 'typical_saving': 344, 'energy_rating': 'E 52', 'env_rating': 'E 50', 'green_deal': 'Y'}, {'description': 'Replace boiler with new condensing boiler', 'cost_min': 2200, 'cost_max': 3000, 'typical_saving': 79, 'energy_rating': 'D 62', 'env_rating': 'D 59', 'green_deal': 'Y'}, {'description': 'Wind turbine', 'cost_min': 15000, 'cost_max': 25000, 'typical_saving': 561, 'energy_rating': 'A 104', 'env_rating': 'A 99', 'green_deal': 'Y'}, {'description': None, 'cost_min': None, 'cost_max': None, 'typical_saving': None, 'energy_rating': None, 'env_rating': None, 'green_deal': None}] | 30800 | 51200 | 41000 | 29.553658536585367 | 579 | -32233.3184 | -0.051685 | [{'description': 'Low energy lighting for all fixed outlets', 'cost_min': None, 'cost_max': None, 'typical_saving': 15, 'energy_rating': 'D 57', 'env_rating': 'E 53', 'green_deal': 'N'}, {'description': 'Solar water heating', 'cost_min': 4000, 'cost_max': 6000, 'typical_saving': 35, 'energy_rating': 'D 65', 'env_rating': 'D 63', 'green_deal': 'Y'}, {'description': 'Replace single glazed windows with low-E double glazed windows', 'cost_min': 3300, 'cost_max': 6500, 'typical_saving': 47, 'energy_rating': 'D 67', 'env_rating': 'D 66', 'green_deal': 'Y'}, {'description': 'Solar photovoltaic panels, 2.5 kWp', 'cost_min': 5000, 'cost_max': 8000, 'typical_saving': 252, 'energy_rating': 'C 79', 'env_rating': 'C 77', 'green_deal': 'Y'}, {'description': 'Floor insulation (suspended floor)', 'cost_min': 800, 'cost_max': 1200, 'typical_saving': 60, 'energy_rating': 'D 56', 'env_rating': 'E 53', 'green_deal': 'Y'}, {'description': 'Cavity wall insulation', 'cost_min': 500, 'cost_max': 1500, 'typical_saving': 344, 'energy_rating': 'E 52', 'env_rating': 'E 50', 'green_deal': 'Y'}, {'description': 'Replace boiler with new condensing boiler', 'cost_min': 2200, 'cost_max': 3000, 'typical_saving': 79, 'energy_rating': 'D 62', 'env_rating': 'D 59', 'green_deal': 'Y'}, {'description': 'Wind turbine', 'cost_min': 15000, 'cost_max': 25000, 'typical_saving': 561, 'energy_rating': 'A 104', 'env_rating': 'A 99', 'green_deal': 'Y'}] | [{'description': 'Low energy lighting for all fixed outlets', 'capex_mid': nan, 'lifetime': np.int64(20), 'annual_cashflow': 15, 'npv': nan, 'irr': nan}, {'description': 'Solar water heating', 'capex_mid': np.float64(5000.0), 'lifetime': np.int64(30), 'annual_cashflow': 35, 'npv': np.float64(-4461.964214059101), 'irr': -0.08087550550861955}, {'description': 'Replace single glazed windows with low-E double glazed windows', 'capex_mid': np.float64(4900.0), 'lifetime': np.int64(25), 'annual_cashflow': 47, 'npv': np.float64(-4237.584605395897), 'irr': -0.08898650338263159}, {'description': 'Solar photovoltaic panels, 2.5 kWp', 'capex_mid': np.float64(6500.0), 'lifetime': np.int64(30), 'annual_cashflow': 252, 'npv': np.float64(-2626.1423412255267), 'irr': 0.010037298039035747}, {'description': 'Floor insulation (suspended floor)', 'capex_mid': np.float64(1000.0), 'lifetime': np.int64(50), 'annual_cashflow': 60, 'npv': np.float64(95.35552763314243), 'irr': 0.05607973088164986}, {'description': 'Cavity wall insulation', 'capex_mid': np.float64(1000.0), 'lifetime': np.int64(50), 'annual_cashflow': 344, 'npv': np.float64(5280.038358430017), 'irr': 0.3439998692031998}, {'description': 'Replace boiler with new condensing boiler', 'capex_mid': np.float64(2600.0), 'lifetime': np.int64(17), 'annual_cashflow': 79, 'npv': np.float64(-1709.3487664251547), 'irr': -0.0651857533690583}, {'description': 'Wind turbine', 'capex_mid': np.float64(20000.0), 'lifetime': np.int64(30), 'annual_cashflow': 561, 'npv': np.float64(-11376.05497391873), 'irr': -0.010790651686766073}] | 70.81174438687393 | 87.79443254817987 | 68333333.33333328 | TRUE | FALSE | 1 | 8.823529411764707 | 0.014706 | 1.4705882352941175 | FALSE | FALSE |  | Unknown | boiler with radiators or underfloor heating | oil | boiler with radiators or underfloor heating ¦ oil | TRUE | 1 | 1 | 0.021853 | 0.1332053459351694 | 0.9755178907721278 | 0.7684937541395733 | 2 | 34 | Detached_2F | 7.1414 | 4.760952285695233 | 7.180476142847617 | E | 4.8 | 23.804761429390467 | 114.26285486107425 | 15.7572 | 15.7572 | 0.1379030833699918 | 2.2510285714285714 | 1.2250247810904538 | 1.8375371716356803 | boiler_radiators_oil_average_room_heaters_wood_logs | [{'main_heat': 'boiler_radiators_oil', 'main_energy': 'average', 'secondary_heat': 'room_heaters_wood_logs'}] | Cavity wall, as built, no insulation (assumed) | Pitched, 300 mm loft insulation | Partial double glazing | cavity_as_built_bands_A_to_E | insulated_roof_300mm | NIM
1001870882 | 122047599 | WHITE GABLES | FINTRY | GLASGOW | G63 0YH | 56.05282399999999 | -4.2206 | 2017-09-21 | RdSAP, existing dwelling | 2018-04-20 | 395 | 198 | 12273 | 6822 | 19 | G | 67 | D | 58 | D | 87 | B | 43 | Description: Room-in-roof insulation; Indicative Cost: ¬£1,500 - ¬£2,700; Typical Saving: 1414; Energy Rating after improvement: E 42; Environmental Rating after improvement: C 72; Green Deal Eligible: Y ¦ Description: Internal or external wall insulation; Indicative Cost: ¬£4,000 - ¬£14,000; Typical Saving: 406; Energy Rating after improvement: E 51; Environmental Rating after improvement: C 76; Green Deal Eligible: Y ¦ Description: Floor insulation (suspended floor); Indicative Cost: ¬£800 - ¬£1,200; Typical Saving: 289; Energy Rating after improvement: D 57; Environmental Rating after improvement: C 79; Green Deal Eligible: Y ¦ Description: Flue gas heat recovery device in conjunction with boiler; Indicative Cost: ¬£400 - ¬£900; Typical Saving: 41; Energy Rating after improvement: D 60; Environmental Rating after improvement: B 81; Green Deal Eligible: Y ¦ Description: Replace boiler with new condensing boiler; Indicative Cost: ¬£2,200 - ¬£3,000; Typical Saving: 79; Energy Rating after improvement: D 59; Environmental Rating after improvement: C 80; Green Deal Eligible: Y ¦ Description: Solar water heating; Indicative Cost: ¬£4,000 - ¬£6,000; Typical Saving: 45; Energy Rating after improvement: D 61; Environmental Rating after improvement: B 82; Green Deal Eligible: Y ¦ Description: Solar photovoltaic panels, 2.5 kWp; Indicative Cost: ¬£5,000 - ¬£8,000; Typical Saving: 259; Energy Rating after improvement: D 67; Environmental Rating after improvement: B 87; Green Deal Eligible: Y ¦ | Sandstone or limestone, as built, no insulation (assumed) | Poor | Poor | Pitched, no insulation (assumed) ¦ Roof room(s), no insulation (assumed) | Very Poor ¦ Very Poor | Very Poor ¦ Very Poor | Suspended, no insulation (assumed) | N/A | N/A | Description: Fully double glazed | Good | Good | Boiler and radiators, LPG ¦ Boiler and radiators, wood logs | Poor ¦ Poor | Good ¦ Very Good | Programmer, room thermostat and TRVs | Good | Good | None | N/A | N/A | From main system | Poor | Good | Low energy lighting in 91% of fixed outlets | Very Good | Very Good |  |  |  | 8.5 | 5.6 | 11373 | 4857 | 579 | 273 | 321 | 321 | Description: Biomass boiler (Exempted Appliance if in Smoke Control Area) ¦ Description: Air or ground source heat pump ¦ | Description: Biomass main heating ¦ | 45059 | 2346 | 1979 | 0 | 4290 |  | before 1919 | 2.56 | S01006072 (Strathendrick) | 148 | 0 | 85 | 77 | 91 |  |  | 1 | 7 |  | 7 | Stirling |  | boiler with radiators or underfloor heating | lpg | 2106 | natural | Single | 100 | double glazing installed during or after 2002 | 0 | Array: Roof Area: 0%; Connection: not applicable (FGHRS or no PV); ¦ | FALSE | owner-occupied | marketed sale |  | 00RGMB | Forth and Endrick | 0 | Detached | House | S01013015 (Kippen and Fintry - 01) | 2018-04-20 12:46 |  | WHITE GABLES ¦ G63 0YH | [{'description': 'Room-in-roof insulation', 'cost_min': 1500, 'cost_max': 2700, 'typical_saving': 1414, 'energy_rating': 'E 42', 'env_rating': 'C 72', 'green_deal': 'Y'}, {'description': 'Internal or external wall insulation', 'cost_min': 4000, 'cost_max': 14000, 'typical_saving': 406, 'energy_rating': 'E 51', 'env_rating': 'C 76', 'green_deal': 'Y'}, {'description': 'Floor insulation (suspended floor)', 'cost_min': 800, 'cost_max': 1200, 'typical_saving': 289, 'energy_rating': 'D 57', 'env_rating': 'C 79', 'green_deal': 'Y'}, {'description': 'Flue gas heat recovery device in conjunction with boiler', 'cost_min': 400, 'cost_max': 900, 'typical_saving': 41, 'energy_rating': 'D 60', 'env_rating': 'B 81', 'green_deal': 'Y'}, {'description': 'Replace boiler with new condensing boiler', 'cost_min': 2200, 'cost_max': 3000, 'typical_saving': 79, 'energy_rating': 'D 59', 'env_rating': 'C 80', 'green_deal': 'Y'}, {'description': 'Solar water heating', 'cost_min': 4000, 'cost_max': 6000, 'typical_saving': 45, 'energy_rating': 'D 61', 'env_rating': 'B 82', 'green_deal': 'Y'}, {'description': 'Solar photovoltaic panels, 2.5 kWp', 'cost_min': 5000, 'cost_max': 8000, 'typical_saving': 259, 'energy_rating': 'D 67', 'env_rating': 'B 87', 'green_deal': 'Y'}, {'description': None, 'cost_min': None, 'cost_max': None, 'typical_saving': None, 'energy_rating': None, 'env_rating': None, 'green_deal': None}] | [{'description': 'Sandstone or limestone, as built, no insulation (assumed)', 'energy_rating': 'Poor', 'env_rating': 'Poor'}] | [{'description': 'Pitched, no insulation (assumed)', 'energy_rating': 'Very Poor', 'env_rating': 'Very Poor'}, {'description': 'Roof room(s), no insulation (assumed)', 'energy_rating': 'Very Poor', 'env_rating': 'Very Poor'}] | [{'description': 'Suspended, no insulation (assumed)', 'energy_rating': 'N/A', 'env_rating': 'N/A'}] | [{'description': 'Description: Fully double glazed', 'energy_rating': 'Good', 'env_rating': 'Good'}] | [{'description': 'Boiler and radiators, LPG', 'energy_rating': 'Poor', 'env_rating': 'Good'}, {'description': 'Boiler and radiators, wood logs', 'energy_rating': 'Poor', 'env_rating': 'Very Good'}] | [{'description': 'Programmer, room thermostat and TRVs', 'energy_rating': 'Good', 'env_rating': 'Good'}] | [{'description': 'None', 'energy_rating': 'N/A', 'env_rating': 'N/A'}] | [{'description': 'From main system', 'energy_rating': 'Poor', 'env_rating': 'Good'}] | [{'description': 'Low energy lighting in 91% of fixed outlets', 'energy_rating': 'Very Good', 'env_rating': 'Very Good'}] | [] | 48 | 29 | 247 | 0.6253164556962025 | 2.9000000000000004 | 0.3411764705882353 | 2274 | TRUE | TRUE | TRUE | [{'description': 'Room-in-roof insulation', 'cost_min': 1500, 'cost_max': 2700, 'typical_saving': 1414, 'energy_rating': 'E 42', 'env_rating': 'C 72', 'green_deal': 'Y'}, {'description': 'Internal or external wall insulation', 'cost_min': 4000, 'cost_max': 14000, 'typical_saving': 406, 'energy_rating': 'E 51', 'env_rating': 'C 76', 'green_deal': 'Y'}, {'description': 'Floor insulation (suspended floor)', 'cost_min': 800, 'cost_max': 1200, 'typical_saving': 289, 'energy_rating': 'D 57', 'env_rating': 'C 79', 'green_deal': 'Y'}, {'description': 'Flue gas heat recovery device in conjunction with boiler', 'cost_min': 400, 'cost_max': 900, 'typical_saving': 41, 'energy_rating': 'D 60', 'env_rating': 'B 81', 'green_deal': 'Y'}, {'description': 'Replace boiler with new condensing boiler', 'cost_min': 2200, 'cost_max': 3000, 'typical_saving': 79, 'energy_rating': 'D 59', 'env_rating': 'C 80', 'green_deal': 'Y'}, {'description': 'Solar water heating', 'cost_min': 4000, 'cost_max': 6000, 'typical_saving': 45, 'energy_rating': 'D 61', 'env_rating': 'B 82', 'green_deal': 'Y'}, {'description': 'Solar photovoltaic panels, 2.5 kWp', 'cost_min': 5000, 'cost_max': 8000, 'typical_saving': 259, 'energy_rating': 'D 67', 'env_rating': 'B 87', 'green_deal': 'Y'}, {'description': None, 'cost_min': None, 'cost_max': None, 'typical_saving': None, 'energy_rating': None, 'env_rating': None, 'green_deal': None}] | 17900 | 35800 | 26850 | 37.5121 | 2274 | 11151.46741239434 | 0.079737 | [{'description': 'Room-in-roof insulation', 'cost_min': 1500, 'cost_max': 2700, 'typical_saving': 1414, 'energy_rating': 'E 42', 'env_rating': 'C 72', 'green_deal': 'Y'}, {'description': 'Internal or external wall insulation', 'cost_min': 4000, 'cost_max': 14000, 'typical_saving': 406, 'energy_rating': 'E 51', 'env_rating': 'C 76', 'green_deal': 'Y'}, {'description': 'Floor insulation (suspended floor)', 'cost_min': 800, 'cost_max': 1200, 'typical_saving': 289, 'energy_rating': 'D 57', 'env_rating': 'C 79', 'green_deal': 'Y'}, {'description': 'Flue gas heat recovery device in conjunction with boiler', 'cost_min': 400, 'cost_max': 900, 'typical_saving': 41, 'energy_rating': 'D 60', 'env_rating': 'B 81', 'green_deal': 'Y'}, {'description': 'Replace boiler with new condensing boiler', 'cost_min': 2200, 'cost_max': 3000, 'typical_saving': 79, 'energy_rating': 'D 59', 'env_rating': 'C 80', 'green_deal': 'Y'}, {'description': 'Solar water heating', 'cost_min': 4000, 'cost_max': 6000, 'typical_saving': 45, 'energy_rating': 'D 61', 'env_rating': 'B 82', 'green_deal': 'Y'}, {'description': 'Solar photovoltaic panels, 2.5 kWp', 'cost_min': 5000, 'cost_max': 8000, 'typical_saving': 259, 'energy_rating': 'D 67', 'env_rating': 'B 87', 'green_deal': 'Y'}] | [{'description': 'Room-in-roof insulation', 'capex_mid': np.float64(2100.0), 'lifetime': np.int64(50), 'annual_cashflow': 1414, 'npv': np.float64(23713.87860122106), 'irr': 0.6733333333288734}, {'description': 'Internal or external wall insulation', 'capex_mid': np.float64(9000.0), 'lifetime': np.int64(50), 'annual_cashflow': 406, 'npv': np.float64(-1588.0942630157365), 'irr': 0.03818364579580158}, {'description': 'Floor insulation (suspended floor)', 'capex_mid': np.float64(1000.0), 'lifetime': np.int64(50), 'annual_cashflow': 289, 'npv': np.float64(4275.962458099638), 'irr': 0.28899911229854824}, {'description': 'Flue gas heat recovery device in conjunction with boiler', 'capex_mid': np.float64(650.0), 'lifetime': np.int64(20), 'annual_cashflow': 41, 'npv': np.float64(-139.04937595586074), 'irr': 0.02322567817140908}, {'description': 'Replace boiler with new condensing boiler', 'capex_mid': np.float64(2600.0), 'lifetime': np.int64(17), 'annual_cashflow': 79, 'npv': np.float64(-1709.3487664251547), 'irr': -0.0651857533690583}, {'description': 'Solar water heating', 'capex_mid': np.float64(5000.0), 'lifetime': np.int64(30), 'annual_cashflow': 45, 'npv': np.float64(-4308.239703790271), 'irr': -0.06974981319117679}, {'description': 'Solar photovoltaic panels, 2.5 kWp', 'capex_mid': np.float64(6500.0), 'lifetime': np.int64(30), 'annual_cashflow': 259, 'npv': np.float64(-2518.5351840373473), 'irr': 0.01192377470169359}] | 11.807387862796832 | 108.70445344129554 | 9258620.689655172 | TRUE | TRUE | 1 | 3.535353535353535 | 0.0050505 | 0.5050505050505051 | FALSE | FALSE |  | Unknown | boiler with radiators or underfloor heating | lpg | boiler with radiators or underfloor heating ¦ lpg | TRUE | 0.6857142857142857 | 0.45312 | 0.59868 | 0.1649308948764484 | 0.7085135398402492 | 0.53254 | 2 | 99 | Detached_2F | 12.18605760695394 | 8.124 | 8.862 | A | 5.12 | 40.62019202390787 | 207.97538316240832 | 31.031 | 31.031 | 0.1492051584574691 | 4.433 | 1.7191082959875836 | 2.5786624439813757 | boiler_radiators_lpg_poor_none | [{'main_heat': 'boiler_radiators_lpg', 'main_energy': 'poor', 'secondary_heat': 'none'}] | Sandstone or limestone, as built, no insulation (assumed) | Pitched, no insulation (assumed) | Fully double glazed | sandstone_limestone_as_built_band_A | uninsulated_roof | dbl_glz_pre_2003
1235057414 | 122070210 | CARLEATHERAN | FINTRY | GLASGOW | G63 0LW | 56.05282399999999 | -4.2206 | 2017-07-18 | SAP, new dwelling | 2017-07-18 | 48 | 239 | 2787 | 198 | 114 | A | 115 | A | 113 | A | 114 | A | 8 | Description: Solar water heating; Indicative Cost: ¬£4,000 - ¬£6,000; Typical Saving: 67; Energy Rating after improvement: A 115; Environmental Rating after improvement: A 114; Green Deal Eligible: N ¦ | Average thermal transmittance 0.13 W/m¬≤K | Very Good | Very Good | Average thermal transmittance 0.15 W/m¬≤K | Good | Good | Average thermal transmittance 0.14 W/m¬≤K | Very Good | Very Good | Description: High performance glazing | Very Good | Very Good | Ground source heat pump, underfloor, electric | Very Good | Very Good | Time and temperature zone control | Very Good | Very Good | None | N/A | N/A | From main system | Average | Good | Low energy lighting in all fixed outlets | Very Good | Very Good | Air permeability 8.2 m¬≥/h.m¬≤ (as tested) | Average | Average | 1.9 | 0.3 | 1914 | 1917 | 570 | 369 | 303 | 303 |  | Description: Ground source heat pump ¦ Description: Solar photovoltaics ¦ | 15678 | 2408 | 0 | 0 | 0 |  |  | 2.4 | S01006074 (Strathendrick) | -53 | 0 | 12 | 12 | 100 |  |  | 0 | 0 |  | 0 | Stirling |  | heat pump with radiators or underfloor heating | electricity: electricity, unspecified tariff | 2207 | mechanical, supply and extract |  | 0 |  | 0 | Array: Peak Power: 12; Orientation: South; Pitch: 30 degrees; Overshading: none or very little; Connection: connected to dwelling‚Äôs electricity meter; ¦ |  | unknown | new dwelling |  | 00RGMB | Forth and Endrick | 0 | Detached | House | S01013015 (Kippen and Fintry - 01) | 2017-07-18 10:21 | 0142-3478-1533-9593-1005 | CARLEATHERAN ¦ G63 0LW | [{'description': 'Solar water heating', 'cost_min': 4000, 'cost_max': 6000, 'typical_saving': 67, 'energy_rating': 'A 115', 'env_rating': 'A 114', 'green_deal': 'N'}, {'description': None, 'cost_min': None, 'cost_max': None, 'typical_saving': None, 'energy_rating': None, 'env_rating': None, 'green_deal': None}] | [{'description': 'Average thermal transmittance 0.13 W/m¬≤K', 'energy_rating': 'Very Good', 'env_rating': 'Very Good'}] | [{'description': 'Average thermal transmittance 0.15 W/m¬≤K', 'energy_rating': 'Good', 'env_rating': 'Good'}] | [{'description': 'Average thermal transmittance 0.14 W/m¬≤K', 'energy_rating': 'Very Good', 'env_rating': 'Very Good'}] | [{'description': 'Description: High performance glazing', 'energy_rating': 'Very Good', 'env_rating': 'Very Good'}] | [{'description': 'Ground source heat pump, underfloor, electric', 'energy_rating': 'Very Good', 'env_rating': 'Very Good'}] | [{'description': 'Time and temperature zone control', 'energy_rating': 'Very Good', 'env_rating': 'Very Good'}] | [{'description': 'None', 'energy_rating': 'N/A', 'env_rating': 'N/A'}] | [{'description': 'From main system', 'energy_rating': 'Average', 'env_rating': 'Good'}] | [{'description': 'Low energy lighting in all fixed outlets', 'energy_rating': 'Very Good', 'env_rating': 'Very Good'}] | [{'description': 'Air permeability 8.2 m¬≥/h.m¬≤ (as tested)', 'energy_rating': 'Average', 'env_rating': 'Average'}] | 1 | 1 | 101 | 2.1041666666666665 | 1.6 | 0.8421052631578947 | 66 | TRUE | TRUE | TRUE | [{'description': 'Solar water heating', 'cost_min': 4000, 'cost_max': 6000, 'typical_saving': 67, 'energy_rating': 'A 115', 'env_rating': 'A 114', 'green_deal': 'N'}, {'description': None, 'cost_min': None, 'cost_max': None, 'typical_saving': None, 'energy_rating': None, 'env_rating': None, 'green_deal': None}] | 4000 | 6000 | 5000 | 30 | 66 | -3985.4182 | -0.051706 | [{'description': 'Solar water heating', 'cost_min': 4000, 'cost_max': 6000, 'typical_saving': 67, 'energy_rating': 'A 115', 'env_rating': 'A 114', 'green_deal': 'N'}] | [{'description': 'Solar water heating', 'capex_mid': np.float64(5000.0), 'lifetime': np.int64(30), 'annual_cashflow': 67, 'npv': np.float64(-3970.045781198851), 'irr': -0.05096669807651477}] | 75.75757575757575 | 49.504950495049506 | 3125000 | TRUE | FALSE |  | 0 | 0 | 0 | FALSE | FALSE |  | Unknown | heat pump with radiators or underfloor heating | electricity: electricity, unspecified tariff | heat pump with radiators or underfloor heating ¦ electricity: electricity, unspecified tariff | TRUE | 0.014286 | 0.015625 | 0.3974254827946975 | 0.075111 | 0.6807909604519773 | 0.1621010505387505 | 2 | 119.5 | Detached_2F | 13.388427838995884 | 8.925618559330589 | 9.262809279665294 |  | 4.8 | 44.62809279665295 | 214.21484542393415 | [6 empty] | ground_source_heat_pump_underfloor_electric_very_good_none | [{'main_heat': 'ground_source_heat_pump_underfloor_electric', 'main_energy': 'very_good', 'secondary_heat': 'none'}] | Average thermal transmittance 0.13 W/m¬≤K | Average thermal transmittance 0.15 W/m¬≤K | High performance glazing | ND | ND | ND
1001870872 | 122062067 | KNOCKENSHOE COTTAGE | FINTRY | GLASGOW | G63 0YH | 56.05282399999999 | -4.2206 | 2017-06-28 | RdSAP, existing dwelling | 2017-07-06 | 142 | 222 | 4437 | 543 | 76 | C | 95 | A | 76 | C | 93 | A | 24 | Description: Time and temperature zone control; Indicative Cost: ¬£350 - ¬£450; Typical Saving: 99; Energy Rating after improvement: C 80; Environmental Rating after improvement: C 79; Green Deal Eligible: Y ¦ Description: Solar photovoltaic panels, 2.5 kWp; Indicative Cost: ¬£5,000 - ¬£8,000; Typical Saving: 255; Energy Rating after improvement: B 85; Environmental Rating after improvement: B 84; Green Deal Eligible: Y ¦ Description: Wind turbine; Indicative Cost: ¬£15,000 - ¬£25,000; Typical Saving: 571; Energy Rating after improvement: A 95; Environmental Rating after improvement: A 93; Green Deal Eligible: Y ¦ Description: Low energy lighting for all fixed outlets; Indicative Cost: ¬£125; Typical Saving: 82; Energy Rating after improvement: C 78; Environmental Rating after improvement: C 78; Green Deal Eligible: N ¦ | Timber frame, as built, insulated (assumed) | Very Good | Very Good | Pitched, 270 mm loft insulation | Good | Good | Solid, insulated (assumed) | N/A | N/A | Description: Fully double glazed | Good | Good | Ground source heat pump, underfloor, electric | Average | Good | Programmer and room thermostat | Average | Average | None | N/A | N/A | From main system | Good | Good | No low energy lighting | Very Poor | Very Poor |  |  |  | 5.3 | 3.3 | 3321 | 3096 | 480 | 480 | 636 | 318 |  | Description: Ground source heat pump ¦ | 16622 | 3167 | 0 | 0 | 0 |  | 2008 onwards | 2.4 | S01006072 (Strathendrick) | 54 | 0 | 25 | 0 | 0 |  |  | 1 | 8 |  | 8 | Stirling |  | heat pump with radiators or underfloor heating | electricity | 2204 | natural | dual | 100 | double glazing installed during or after 2002 | 0 | Array: Roof Area: 0%; Connection: not applicable (FGHRS or no PV); ¦ | FALSE | owner-occupied | marketed sale |  | 00RGMB | Forth and Endrick | 0 | Detached | House | S01013015 (Kippen and Fintry - 01) | 2017-07-06 08:47 | 2413-7726-8100-0018-8926 | KNOCKENSHOE COTTAGE ¦ G63 0YH | [{'description': 'Time and temperature zone control', 'cost_min': 350, 'cost_max': 450, 'typical_saving': 99, 'energy_rating': 'C 80', 'env_rating': 'C 79', 'green_deal': 'Y'}, {'description': 'Solar photovoltaic panels, 2.5 kWp', 'cost_min': 5000, 'cost_max': 8000, 'typical_saving': 255, 'energy_rating': 'B 85', 'env_rating': 'B 84', 'green_deal': 'Y'}, {'description': 'Wind turbine', 'cost_min': 15000, 'cost_max': 25000, 'typical_saving': 571, 'energy_rating': 'A 95', 'env_rating': 'A 93', 'green_deal': 'Y'}, {'description': 'Low energy lighting for all fixed outlets', 'cost_min': None, 'cost_max': None, 'typical_saving': 82, 'energy_rating': 'C 78', 'env_rating': 'C 78', 'green_deal': 'N'}, {'description': None, 'cost_min': None, 'cost_max': None, 'typical_saving': None, 'energy_rating': None, 'env_rating': None, 'green_deal': None}] | [{'description': 'Timber frame, as built, insulated (assumed)', 'energy_rating': 'Very Good', 'env_rating': 'Very Good'}] | [{'description': 'Pitched, 270 mm loft insulation', 'energy_rating': 'Good', 'env_rating': 'Good'}] | [{'description': 'Solid, insulated (assumed)', 'energy_rating': 'N/A', 'env_rating': 'N/A'}] | [{'description': 'Description: Fully double glazed', 'energy_rating': 'Good', 'env_rating': 'Good'}] | [{'description': 'Ground source heat pump, underfloor, electric', 'energy_rating': 'Average', 'env_rating': 'Good'}] | [{'description': 'Programmer and room thermostat', 'energy_rating': 'Average', 'env_rating': 'Average'}] | [{'description': 'None', 'energy_rating': 'N/A', 'env_rating': 'N/A'}] | [{'description': 'From main system', 'energy_rating': 'Good', 'env_rating': 'Good'}] | [{'description': 'No low energy lighting', 'energy_rating': 'Very Poor', 'env_rating': 'Very Poor'}] | [] | 19 | 17 | 88 | 0.6197183098591549 | 2 | 0.3773584905660377 | 181 | TRUE | TRUE | TRUE | [{'description': 'Time and temperature zone control', 'cost_min': 350, 'cost_max': 450, 'typical_saving': 99, 'energy_rating': 'C 80', 'env_rating': 'C 79', 'green_deal': 'Y'}, {'description': 'Solar photovoltaic panels, 2.5 kWp', 'cost_min': 5000, 'cost_max': 8000, 'typical_saving': 255, 'energy_rating': 'B 85', 'env_rating': 'B 84', 'green_deal': 'Y'}, {'description': 'Wind turbine', 'cost_min': 15000, 'cost_max': 25000, 'typical_saving': 571, 'energy_rating': 'A 95', 'env_rating': 'A 93', 'green_deal': 'Y'}, {'description': 'Low energy lighting for all fixed outlets', 'cost_min': None, 'cost_max': None, 'typical_saving': 82, 'energy_rating': 'C 78', 'env_rating': 'C 78', 'green_deal': 'N'}, {'description': None, 'cost_min': None, 'cost_max': None, 'typical_saving': None, 'energy_rating': None, 'env_rating': None, 'green_deal': None}] | 20350 | 33450 | 26900 | 29.776951672862452 | 181 | -24159.4657 | -0.086738 | [{'description': 'Time and temperature zone control', 'cost_min': 350, 'cost_max': 450, 'typical_saving': 99, 'energy_rating': 'C 80', 'env_rating': 'C 79', 'green_deal': 'Y'}, {'description': 'Solar photovoltaic panels, 2.5 kWp', 'cost_min': 5000, 'cost_max': 8000, 'typical_saving': 255, 'energy_rating': 'B 85', 'env_rating': 'B 84', 'green_deal': 'Y'}, {'description': 'Wind turbine', 'cost_min': 15000, 'cost_max': 25000, 'typical_saving': 571, 'energy_rating': 'A 95', 'env_rating': 'A 93', 'green_deal': 'Y'}, {'description': 'Low energy lighting for all fixed outlets', 'cost_min': None, 'cost_max': None, 'typical_saving': 82, 'energy_rating': 'C 78', 'env_rating': 'C 78', 'green_deal': 'N'}] | [{'description': 'Time and temperature zone control', 'capex_mid': np.float64(400.0), 'lifetime': np.int64(15), 'annual_cashflow': 99, 'npv': np.float64(627.5861457798784), 'irr': 0.23735743979350055}, {'description': 'Solar photovoltaic panels, 2.5 kWp', 'capex_mid': np.float64(6500.0), 'lifetime': np.int64(30), 'annual_cashflow': 255, 'npv': np.float64(-2580.024988144878), 'irr': 0.010849503336556987}, {'description': 'Wind turbine', 'capex_mid': np.float64(20000.0), 'lifetime': np.int64(30), 'annual_cashflow': 571, 'npv': np.float64(-11222.330463649907), 'irr': -0.009715901042350317}, {'description': 'Low energy lighting for all fixed outlets', 'capex_mid': nan, 'lifetime': np.int64(20), 'annual_cashflow': 82, 'npv': nan, 'irr': nan}] | 148.61878453038673 | 305.6818181818182 | 13450000 | TRUE | FALSE | 1 | 3.603603603603604 | 0.0045045 | 0.4504504504504504 | FALSE | FALSE |  | Unknown | heat pump with radiators or underfloor heating | electricity | heat pump with radiators or underfloor heating ¦ electricity | TRUE | 0.2714285714285714 | 0.26562 | 0.1291994067949142 | 0.4637931034482758 | 0.7274576271186439 | 0.3527236216931008 | 2 | 111 | Detached_2F | 12.90348790056394 | 8.602325267042627 | 9.101162633521312 | K | 4.8 | 43.01162633521314 | 206.45580640902304 | 31.453999999999997 | 31.453999999999997 | 0.1523522178770038 | 4.493428571428571 | 1.7307856735075684 | 2.5961785102613524 | ground_source_heat_pump_underfloor_electric_average_none | [{'main_heat': 'ground_source_heat_pump_underfloor_electric', 'main_energy': 'average', 'secondary_heat': 'none'}] | Timber frame, as built, insulated (assumed) | Pitched, 270 mm loft insulation | Fully double glazed | timber_frame_as_built_band_K | insulated_roof_270mm | dbl_glz_post_2003
1001664935 | 122038908 | 25 DUNMORE GARDENS | FINTRY | GLASGOW | G63 0XN | 56.0524 | -4.2226 | 2017-04-12 | RdSAP, existing dwelling | 2017-04-18 | 477 | 61 | 4398 | 2649 | 40 | E | 90 | B | 47 | E | 73 | C | 81 | Description: Increase loft insulation to 270¬†mm; Indicative Cost: ¬£100 - ¬£350; Typical Saving: 63; Energy Rating after improvement: E 42; Environmental Rating after improvement: E 49; Green Deal Eligible: Y ¦ Description: Floor insulation (suspended floor); Indicative Cost: ¬£800 - ¬£1,200; Typical Saving: 48; Energy Rating after improvement: E 44; Environmental Rating after improvement: E 50; Green Deal Eligible: Y ¦ Description: Draughtproofing; Indicative Cost: ¬£80 - ¬£120; Typical Saving: 80; Energy Rating after improvement: E 47; Environmental Rating after improvement: E 53; Green Deal Eligible: Y ¦ Description: High heat retention storage heaters and dual immersion cylinder; Indicative Cost: ¬£1,200 - ¬£1,800; Typical Saving: 601; Energy Rating after improvement: C 73; Environmental Rating after improvement: D 55; Green Deal Eligible: Y ¦ Description: Low energy lighting for all fixed outlets; Indicative Cost: ¬£30; Typical Saving: 20; Energy Rating after improvement: E 48; Environmental Rating after improvement: E 53; Green Deal Eligible: N ¦ Description: Solar water heating; Indicative Cost: ¬£4,000 - ¬£6,000; Typical Saving: 48; Energy Rating after improvement: C 75; Environmental Rating after improvement: D 60; Green Deal Eligible: Y ¦ Description: High performance external doors; Indicative Cost: ¬£1,000; Typical Saving: 25; Energy Rating after improvement: C 76; Environmental Rating after improvement: D 62; Green Deal Eligible: Y ¦ Description: Solar photovoltaic panels, 2.5 kWp; Indicative Cost: ¬£5,000 - ¬£8,000; Typical Saving: 263; Energy Rating after improvement: B 90; Environmental Rating after improvement: C 73; Green Deal Eligible: Y ¦ | Timber frame, as built, insulated (assumed) | Good | Good | Pitched, 100 mm loft insulation | Average | Average | Suspended, insulated (assumed) | N/A | N/A | Description: Fully double glazed | Average | Average | Room heaters, electric | Very Poor | Poor | No thermostatic control of room temperature | Poor | Poor | None | N/A | N/A | Electric immersion, standard tariff | Very Poor | Poor | Low energy lighting in 14% of fixed outlets | Poor | Poor |  |  |  | 4.9 | 2.3 | 3303 | 1332 | 840 | 264 | 255 | 153 | Description: Biomass boiler (Exempted Appliance if in Smoke Control Area) ¦ Description: Air or ground source heat pump ¦ |  | 7085 | 1803 | 406 | 0 | 0 |  | 1999-2002 | 2.41 | S01006074 (Strathendrick) | 256 | 0 | 7 | 1 | 14 |  |  | 1 | 3 |  | 3 | Stirling |  | room heaters | electricity | 2601 | natural | Single | 100 | double glazing, unknown install date | 0 | Array: Roof Area: 0%; Connection: not applicable (FGHRS or no PV); ¦ | FALSE | owner-occupied | marketed sale |  | 00RGMB | Forth and Endrick | 0 | Semi-Detached | House | S01013015 (Kippen and Fintry - 01) | 2017-04-18 14:42 | 5600-8629-0429-8193-1433 | 25 DUNMORE GARDENS ¦ G63 0XN | [{'description': 'Increase loft insulation to 270\xa0mm', 'cost_min': 100, 'cost_max': 350, 'typical_saving': 63, 'energy_rating': 'E 42', 'env_rating': 'E 49', 'green_deal': 'Y'}, {'description': 'Floor insulation (suspended floor)', 'cost_min': 800, 'cost_max': 1200, 'typical_saving': 48, 'energy_rating': 'E 44', 'env_rating': 'E 50', 'green_deal': 'Y'}, {'description': 'Draughtproofing', 'cost_min': 80, 'cost_max': 120, 'typical_saving': 80, 'energy_rating': 'E 47', 'env_rating': 'E 53', 'green_deal': 'Y'}, {'description': 'High heat retention storage heaters and dual immersion cylinder', 'cost_min': 1200, 'cost_max': 1800, 'typical_saving': 601, 'energy_rating': 'C 73', 'env_rating': 'D 55', 'green_deal': 'Y'}, {'description': 'Low energy lighting for all fixed outlets', 'cost_min': None, 'cost_max': None, 'typical_saving': 20, 'energy_rating': 'E 48', 'env_rating': 'E 53', 'green_deal': 'N'}, {'description': 'Solar water heating', 'cost_min': 4000, 'cost_max': 6000, 'typical_saving': 48, 'energy_rating': 'C 75', 'env_rating': 'D 60', 'green_deal': 'Y'}, {'description': 'High performance external doors', 'cost_min': None, 'cost_max': None, 'typical_saving': 25, 'energy_rating': 'C 76', 'env_rating': 'D 62', 'green_deal': 'Y'}, {'description': 'Solar photovoltaic panels, 2.5 kWp', 'cost_min': 5000, 'cost_max': 8000, 'typical_saving': 263, 'energy_rating': 'B 90', 'env_rating': 'C 73', 'green_deal': 'Y'}, {'description': None, 'cost_min': None, 'cost_max': None, 'typical_saving': None, 'energy_rating': None, 'env_rating': None, 'green_deal': None}] | [{'description': 'Timber frame, as built, insulated (assumed)', 'energy_rating': 'Good', 'env_rating': 'Good'}] | [{'description': 'Pitched, 100 mm loft insulation', 'energy_rating': 'Average', 'env_rating': 'Average'}] | [{'description': 'Suspended, insulated (assumed)', 'energy_rating': 'N/A', 'env_rating': 'N/A'}] | [{'description': 'Description: Fully double glazed', 'energy_rating': 'Average', 'env_rating': 'Average'}] | [{'description': 'Room heaters, electric', 'energy_rating': 'Very Poor', 'env_rating': 'Poor'}] | [{'description': 'No thermostatic control of room temperature', 'energy_rating': 'Poor', 'env_rating': 'Poor'}] | [{'description': 'None', 'energy_rating': 'N/A', 'env_rating': 'N/A'}] | [{'description': 'Electric immersion, standard tariff', 'energy_rating': 'Very Poor', 'env_rating': 'Poor'}] | [{'description': 'Low energy lighting in 14% of fixed outlets', 'energy_rating': 'Poor', 'env_rating': 'Poor'}] | [] | 50 | 26 | 221 | 0.4633123689727463 | 2.6000000000000005 | 0.5306122448979592 | 883 | TRUE | TRUE | TRUE | [{'description': 'Increase loft insulation to 270\xa0mm', 'cost_min': 100, 'cost_max': 350, 'typical_saving': 63, 'energy_rating': 'E 42', 'env_rating': 'E 49', 'green_deal': 'Y'}, {'description': 'Floor insulation (suspended floor)', 'cost_min': 800, 'cost_max': 1200, 'typical_saving': 48, 'energy_rating': 'E 44', 'env_rating': 'E 50', 'green_deal': 'Y'}, {'description': 'Draughtproofing', 'cost_min': 80, 'cost_max': 120, 'typical_saving': 80, 'energy_rating': 'E 47', 'env_rating': 'E 53', 'green_deal': 'Y'}, {'description': 'High heat retention storage heaters and dual immersion cylinder', 'cost_min': 1200, 'cost_max': 1800, 'typical_saving': 601, 'energy_rating': 'C 73', 'env_rating': 'D 55', 'green_deal': 'Y'}, {'description': 'Low energy lighting for all fixed outlets', 'cost_min': None, 'cost_max': None, 'typical_saving': 20, 'energy_rating': 'E 48', 'env_rating': 'E 53', 'green_deal': 'N'}, {'description': 'Solar water heating', 'cost_min': 4000, 'cost_max': 6000, 'typical_saving': 48, 'energy_rating': 'C 75', 'env_rating': 'D 60', 'green_deal': 'Y'}, {'description': 'High performance external doors', 'cost_min': None, 'cost_max': None, 'typical_saving': 25, 'energy_rating': 'C 76', 'env_rating': 'D 62', 'green_deal': 'Y'}, {'description': 'Solar photovoltaic panels, 2.5 kWp', 'cost_min': 5000, 'cost_max': 8000, 'typical_saving': 263, 'energy_rating': 'B 90', 'env_rating': 'C 73', 'green_deal': 'Y'}, {'description': None, 'cost_min': None, 'cost_max': None, 'typical_saving': None, 'energy_rating': None, 'env_rating': None, 'green_deal': None}] | 11180 | 17470 | 14325 | 30.19148936170213 | 883 | -751.1257 | 0.045344 | [{'description': 'Increase loft insulation to 270\xa0mm', 'cost_min': 100, 'cost_max': 350, 'typical_saving': 63, 'energy_rating': 'E 42', 'env_rating': 'E 49', 'green_deal': 'Y'}, {'description': 'Floor insulation (suspended floor)', 'cost_min': 800, 'cost_max': 1200, 'typical_saving': 48, 'energy_rating': 'E 44', 'env_rating': 'E 50', 'green_deal': 'Y'}, {'description': 'Draughtproofing', 'cost_min': 80, 'cost_max': 120, 'typical_saving': 80, 'energy_rating': 'E 47', 'env_rating': 'E 53', 'green_deal': 'Y'}, {'description': 'High heat retention storage heaters and dual immersion cylinder', 'cost_min': 1200, 'cost_max': 1800, 'typical_saving': 601, 'energy_rating': 'C 73', 'env_rating': 'D 55', 'green_deal': 'Y'}, {'description': 'Low energy lighting for all fixed outlets', 'cost_min': None, 'cost_max': None, 'typical_saving': 20, 'energy_rating': 'E 48', 'env_rating': 'E 53', 'green_deal': 'N'}, {'description': 'Solar water heating', 'cost_min': 4000, 'cost_max': 6000, 'typical_saving': 48, 'energy_rating': 'C 75', 'env_rating': 'D 60', 'green_deal': 'Y'}, {'description': 'High performance external doors', 'cost_min': None, 'cost_max': None, 'typical_saving': 25, 'energy_rating': 'C 76', 'env_rating': 'D 62', 'green_deal': 'Y'}, {'description': 'Solar photovoltaic panels, 2.5 kWp', 'cost_min': 5000, 'cost_max': 8000, 'typical_saving': 263, 'energy_rating': 'B 90', 'env_rating': 'C 73', 'green_deal': 'Y'}] | [{'description': 'Increase loft insulation to 270\xa0mm', 'capex_mid': np.float64(225.0), 'lifetime': 15, 'annual_cashflow': 63, 'npv': np.float64(428.9184564053771), 'irr': 0.27245762533502904}, {'description': 'Floor insulation (suspended floor)', 'capex_mid': np.float64(1000.0), 'lifetime': np.int64(50), 'annual_cashflow': 48, 'npv': np.float64(-123.71557789348608), 'irr': 0.04180747480480651}, {'description': 'Draughtproofing', 'capex_mid': np.float64(100.0), 'lifetime': np.int64(7), 'annual_cashflow': 80, 'npv': np.float64(362.9098717918054), 'irr': 0.7862100635772016}, {'description': 'High heat retention storage heaters and dual immersion cylinder', 'capex_mid': np.float64(1500.0), 'lifetime': np.int64(20), 'annual_cashflow': 601, 'npv': np.float64(5989.788415866529), 'irr': 0.40018908299666234}, {'description': 'Low energy lighting for all fixed outlets', 'capex_mid': nan, 'lifetime': np.int64(20), 'annual_cashflow': 20, 'npv': nan, 'irr': nan}, {'description': 'Solar water heating', 'capex_mid': np.float64(5000.0), 'lifetime': np.int64(30), 'annual_cashflow': 48, 'npv': np.float64(-4262.122350709625), 'irr': -0.06680773549475627}, {'description': 'High performance external doors', 'capex_mid': nan, 'lifetime': np.int64(30), 'annual_cashflow': 25, 'npv': nan, 'irr': nan}, {'description': 'Solar photovoltaic panels, 2.5 kWp', 'capex_mid': np.float64(6500.0), 'lifetime': np.int64(30), 'annual_cashflow': 263, 'npv': np.float64(-2457.0453799298157), 'irr': 0.012988416331144004}] | 16.223103057757644 | 64.81900452488688 | 5509615.384615383 | TRUE | FALSE | 1 | 4.918032786885246 | 0.016393 | 1.639344262295082 | FALSE | FALSE |  | Unknown | room heaters | electricity | room heaters ¦ electricity | TRUE | 0.7142857142857143 | 0.40625 | 0.44043 | 0.098346 | 0.6915688830943066 | 0.4986906924974805 | 2 | 30.5 | SemiDetached_2F | 5.522680508593631 | 5.522680508593631 | 7.561340254296815 | I | 4.82 | 16.56804152578089 | 79.858 | 8.4032 | 8.4032 | 0.1052268300338162 | 1.200457142857143 | 0.8945975418615691 | 1.3418963127923538 | room_heaters_electric_very_poor_none | [{'main_heat': 'room_heaters_electric', 'main_energy': 'very_poor', 'secondary_heat': 'none'}] | Timber frame, as built, insulated (assumed) | Pitched, 100 mm loft insulation | Fully double glazed | timber_frame_as_built_bands_G_to_I | insulated_roof_100mm | dbl_glz_pre_2003
1000238907 | 122009890 | 117A MAIN STREET | FINTRY | GLASGOW | G63 0XE | 56.05442850000001 | -4.2282 | 2017-04-12 | RdSAP, existing dwelling | 2017-04-18 | 251 | 117 | 5343 | 1329 | 40 | E | 63 | D | 49 | E | 69 | C | 61 | Description: Floor insulation (suspended floor); Indicative Cost: ¬£800 - ¬£1,200; Typical Saving: 248; Energy Rating after improvement: E 48; Environmental Rating after improvement: D 56; Green Deal Eligible: Y ¦ Description: Draughtproofing; Indicative Cost: ¬£80 - ¬£120; Typical Saving: 57; Energy Rating after improvement: E 50; Environmental Rating after improvement: D 57; Green Deal Eligible: Y ¦ Description: Low energy lighting for all fixed outlets; Indicative Cost: ¬£40; Typical Saving: 34; Energy Rating after improvement: E 51; Environmental Rating after improvement: D 58; Green Deal Eligible: N ¦ Description: High performance external doors; Indicative Cost: ¬£1,500; Typical Saving: 39; Energy Rating after improvement: D 55; Environmental Rating after improvement: D 61; Green Deal Eligible: Y ¦ Description: Solar photovoltaic panels, 2.5 kWp; Indicative Cost: ¬£5,000 - ¬£8,000; Typical Saving: 250; Energy Rating after improvement: D 63; Environmental Rating after improvement: C 69; Green Deal Eligible: Y ¦ Description: Solar water heating; Indicative Cost: ¬£4,000 - ¬£6,000; Typical Saving: 66; Energy Rating after improvement: E 54; Environmental Rating after improvement: D 60; Green Deal Eligible: Y ¦ | Timber frame, as built, insulated (assumed) | Good | Good | Pitched, 300 mm loft insulation | Very Good | Very Good | Suspended, no insulation (assumed) | N/A | N/A | Description: Fully double glazed | Average | Average | Boiler and radiators, LPG | Poor | Good | Programmer, room thermostat and TRVs | Good | Good | Room heaters, coal | N/A | N/A | From main system | Poor | Good | Low energy lighting in 33% of fixed outlets | Average | Average |  |  |  | 7.2 | 2.7 | 4404 | 3411 | 585 | 390 | 354 | 213 |  |  | 15882 | 2285 | 0 | 0 | 0 |  | 1976-1983 | 2.4 | S01006074 (Strathendrick) | 144 | 0 | 12 | 4 | 33 |  |  | 1 | 5 |  | 5 | Stirling |  | boiler with radiators or underfloor heating | lpg | 2106 | natural | Single | 100 | double glazing, unknown install date | 0 | Array: Roof Area: 0%; Connection: not applicable (FGHRS or no PV); ¦ | FALSE | owner-occupied | marketed sale |  | 00RGMB | Forth and Endrick | 0 | Detached | Bungalow | S01013015 (Kippen and Fintry - 01) | 2017-04-18 13:28 | 0190-2782-0040-9393-4255 | 117A MAIN STREET ¦ G63 0XE | [{'description': 'Floor insulation (suspended floor)', 'cost_min': 800, 'cost_max': 1200, 'typical_saving': 248, 'energy_rating': 'E 48', 'env_rating': 'D 56', 'green_deal': 'Y'}, {'description': 'Draughtproofing', 'cost_min': 80, 'cost_max': 120, 'typical_saving': 57, 'energy_rating': 'E 50', 'env_rating': 'D 57', 'green_deal': 'Y'}, {'description': 'Low energy lighting for all fixed outlets', 'cost_min': None, 'cost_max': None, 'typical_saving': 34, 'energy_rating': 'E 51', 'env_rating': 'D 58', 'green_deal': 'N'}, {'description': 'High performance external doors', 'cost_min': None, 'cost_max': None, 'typical_saving': 39, 'energy_rating': 'D 55', 'env_rating': 'D 61', 'green_deal': 'Y'}, {'description': 'Solar photovoltaic panels, 2.5 kWp', 'cost_min': 5000, 'cost_max': 8000, 'typical_saving': 250, 'energy_rating': 'D 63', 'env_rating': 'C 69', 'green_deal': 'Y'}, {'description': 'Solar water heating', 'cost_min': 4000, 'cost_max': 6000, 'typical_saving': 66, 'energy_rating': 'E 54', 'env_rating': 'D 60', 'green_deal': 'Y'}, {'description': None, 'cost_min': None, 'cost_max': None, 'typical_saving': None, 'energy_rating': None, 'env_rating': None, 'green_deal': None}] | [{'description': 'Timber frame, as built, insulated (assumed)', 'energy_rating': 'Good', 'env_rating': 'Good'}] | [{'description': 'Pitched, 300 mm loft insulation', 'energy_rating': 'Very Good', 'env_rating': 'Very Good'}] | [{'description': 'Suspended, no insulation (assumed)', 'energy_rating': 'N/A', 'env_rating': 'N/A'}] | [{'description': 'Description: Fully double glazed', 'energy_rating': 'Average', 'env_rating': 'Average'}] | [{'description': 'Boiler and radiators, LPG', 'energy_rating': 'Poor', 'env_rating': 'Good'}] | [{'description': 'Programmer, room thermostat and TRVs', 'energy_rating': 'Good', 'env_rating': 'Good'}] | [{'description': 'Room heaters, coal', 'energy_rating': 'N/A', 'env_rating': 'N/A'}] | [{'description': 'From main system', 'energy_rating': 'Poor', 'env_rating': 'Good'}] | [{'description': 'Low energy lighting in 33% of fixed outlets', 'energy_rating': 'Average', 'env_rating': 'Average'}] | [] | 23 | 20 | 107 | 0.4262948207171315 | 4.5 | 0.625 | 443 | TRUE | TRUE | TRUE | [{'description': 'Floor insulation (suspended floor)', 'cost_min': 800, 'cost_max': 1200, 'typical_saving': 248, 'energy_rating': 'E 48', 'env_rating': 'D 56', 'green_deal': 'Y'}, {'description': 'Draughtproofing', 'cost_min': 80, 'cost_max': 120, 'typical_saving': 57, 'energy_rating': 'E 50', 'env_rating': 'D 57', 'green_deal': 'Y'}, {'description': 'Low energy lighting for all fixed outlets', 'cost_min': None, 'cost_max': None, 'typical_saving': 34, 'energy_rating': 'E 51', 'env_rating': 'D 58', 'green_deal': 'N'}, {'description': 'High performance external doors', 'cost_min': None, 'cost_max': None, 'typical_saving': 39, 'energy_rating': 'D 55', 'env_rating': 'D 61', 'green_deal': 'Y'}, {'description': 'Solar photovoltaic panels, 2.5 kWp', 'cost_min': 5000, 'cost_max': 8000, 'typical_saving': 250, 'energy_rating': 'D 63', 'env_rating': 'C 69', 'green_deal': 'Y'}, {'description': 'Solar water heating', 'cost_min': 4000, 'cost_max': 6000, 'typical_saving': 66, 'energy_rating': 'E 54', 'env_rating': 'D 60', 'green_deal': 'Y'}, {'description': None, 'cost_min': None, 'cost_max': None, 'typical_saving': None, 'energy_rating': None, 'env_rating': None, 'green_deal': None}] | 9880 | 15320 | 12600 | 31.404761904761905 | 443 | -5692.3849 | 0.0054709 | [{'description': 'Floor insulation (suspended floor)', 'cost_min': 800, 'cost_max': 1200, 'typical_saving': 248, 'energy_rating': 'E 48', 'env_rating': 'D 56', 'green_deal': 'Y'}, {'description': 'Draughtproofing', 'cost_min': 80, 'cost_max': 120, 'typical_saving': 57, 'energy_rating': 'E 50', 'env_rating': 'D 57', 'green_deal': 'Y'}, {'description': 'Low energy lighting for all fixed outlets', 'cost_min': None, 'cost_max': None, 'typical_saving': 34, 'energy_rating': 'E 51', 'env_rating': 'D 58', 'green_deal': 'N'}, {'description': 'High performance external doors', 'cost_min': None, 'cost_max': None, 'typical_saving': 39, 'energy_rating': 'D 55', 'env_rating': 'D 61', 'green_deal': 'Y'}, {'description': 'Solar photovoltaic panels, 2.5 kWp', 'cost_min': 5000, 'cost_max': 8000, 'typical_saving': 250, 'energy_rating': 'D 63', 'env_rating': 'C 69', 'green_deal': 'Y'}, {'description': 'Solar water heating', 'cost_min': 4000, 'cost_max': 6000, 'typical_saving': 66, 'energy_rating': 'E 54', 'env_rating': 'D 60', 'green_deal': 'Y'}] | [{'description': 'Floor insulation (suspended floor)', 'capex_mid': np.float64(1000.0), 'lifetime': np.int64(50), 'annual_cashflow': 248, 'npv': np.float64(3527.4695142169894), 'irr': 0.24799616479003705}, {'description': 'Draughtproofing', 'capex_mid': np.float64(100.0), 'lifetime': np.int64(7), 'annual_cashflow': 57, 'npv': np.float64(229.82328365166137), 'irr': 0.542574697140427}, {'description': 'Low energy lighting for all fixed outlets', 'capex_mid': nan, 'lifetime': np.int64(20), 'annual_cashflow': 34, 'npv': nan, 'irr': nan}, {'description': 'High performance external doors', 'capex_mid': nan, 'lifetime': np.int64(30), 'annual_cashflow': 39, 'npv': nan, 'irr': nan}, {'description': 'Solar photovoltaic panels, 2.5 kWp', 'capex_mid': np.float64(6500.0), 'lifetime': np.int64(30), 'annual_cashflow': 250, 'npv': np.float64(-2656.8872432792928), 'irr': 0.009492658089513606}, {'description': 'Solar water heating', 'capex_mid': np.float64(5000.0), 'lifetime': np.int64(30), 'annual_cashflow': 66, 'npv': np.float64(-3985.4182322257334), 'irr': -0.05170614129397}] | 28.44243792325057 | 117.7570093457944 | 2800000 | TRUE | FALSE | 1 | 4.273504273504273 | 0.008547 | 0.8547008547008548 | FALSE | FALSE |  | Unknown | boiler with radiators or underfloor heating | lpg | boiler with radiators or underfloor heating ¦ lpg | TRUE | 0.3285714285714285 | 0.3125 | 0.3747303352251503 | 0.1786658072832742 | 0.6793220338983049 | 0.3584926382711805 | 2 | 58.5 | Detached_2F | 9.367496997597598 | 6.244997998398398 | 7.922498999199199 | F | 4.8 | 31.224989991991993 | 149.87995196156157 | 20.1684 | 20.1684 | 0.1345636940501049 | 2.8812 | 1.3859292911256331 | 2.0789 | boiler_radiators_lpg_poor_room_heaters_coal | [{'main_heat': 'boiler_radiators_lpg', 'main_energy': 'poor', 'secondary_heat': 'room_heaters_coal'}] | Timber frame, as built, insulated (assumed) | Pitched, 300 mm loft insulation | Fully double glazed | timber_frame_as_built_band_F | insulated_roof_300mm | dbl_glz_pre_2003
1001991627 | 122061326 | 36A MAIN STREET | FINTRY | GLASGOW | G63 0XF | 56.05428819999999 | -4.2271 | 2017-03-22 | RdSAP, existing dwelling | 2017-03-24 | 448 | 134 | 9066 | 2001 | 29 | F | 66 | D | 40 | E | 72 | C | 73 | Description: Add additional 80¬†mm jacket to hot water cylinder; Indicative Cost: ¬£15 - ¬£30; Typical Saving: 40; Energy Rating after improvement: F 32; Environmental Rating after improvement: E 42; Green Deal Eligible: Y ¦ Description: Low energy lighting for all fixed outlets; Indicative Cost: ¬£175; Typical Saving: 38; Energy Rating after improvement: F 33; Environmental Rating after improvement: E 43; Green Deal Eligible: N ¦ Description: Solar water heating; Indicative Cost: ¬£4,000 - ¬£6,000; Typical Saving: 167; Energy Rating after improvement: E 42; Environmental Rating after improvement: E 51; Green Deal Eligible: Y ¦ Description: High performance external doors; Indicative Cost: ¬£1,000; Typical Saving: 48; Energy Rating after improvement: E 43; Environmental Rating after improvement: E 52; Green Deal Eligible: Y ¦ Description: Floor insulation (suspended floor); Indicative Cost: ¬£800 - ¬£1,200; Typical Saving: 117; Energy Rating after improvement: F 31; Environmental Rating after improvement: E 42; Green Deal Eligible: Y ¦ Description: Wind turbine; Indicative Cost: ¬£15,000 - ¬£25,000; Typical Saving: 556; Energy Rating after improvement: D 66; Environmental Rating after improvement: C 72; Green Deal Eligible: Y ¦ Description: Upgrade heating controls; Indicative Cost: ¬£350 - ¬£450; Typical Saving: 257; Energy Rating after improvement: F 38; Environmental Rating after improvement: E 47; Green Deal Eligible: Y ¦ Description: Solar photovoltaic panels, 2.5 kWp; Indicative Cost: ¬£5,000 - ¬£8,000; Typical Saving: 250; Energy Rating after improvement: E 51; Environmental Rating after improvement: D 58; Green Deal Eligible: Y ¦ | Timber frame, as built, insulated (assumed) | Good | Good | Pitched, 200 mm loft insulation | Good | Good | Suspended, insulated (assumed) | N/A | N/A | Description: Fully double glazed | Average | Average | Boiler and radiators, electric | Very Poor | Very Poor | Programmer, no room thermostat | Very Poor | Very Poor | Room heaters, wood logs | N/A | N/A | From main system, no cylinder thermostat | Very Poor | Very Poor | No low energy lighting | Very Poor | Very Poor |  |  |  | 9.7 | 4.8 | 7239 | 6249 | 1350 | 576 | 477 | 240 |  | Description: Biomass secondary heating ¦ | 16185 | 2898 | 0 | 0 | 0 |  | 1999-2002 | 2.45 | S01006074 (Strathendrick) | 231 | 0 | 35 | 0 | 0 |  |  | 1 | 5 |  | 5 | Stirling |  | boiler with radiators or underfloor heating | electricity | 2102 | natural | Single | 100 | double glazing, unknown install date | 0 | Array: Roof Area: 0%; Connection: not applicable (FGHRS or no PV); ¦ | FALSE | owner-occupied | none of the above |  | 00RGMB | Forth and Endrick | 0 | Detached | House | S01013015 (Kippen and Fintry - 01) | 2017-03-24 10:59 | 7900-8926-0129-4122-1733 | 36A MAIN STREET ¦ G63 0XF | [{'description': 'Add additional 80\xa0mm jacket to hot water cylinder', 'cost_min': 15, 'cost_max': 30, 'typical_saving': 40, 'energy_rating': 'F 32', 'env_rating': 'E 42', 'green_deal': 'Y'}, {'description': 'Low energy lighting for all fixed outlets', 'cost_min': None, 'cost_max': None, 'typical_saving': 38, 'energy_rating': 'F 33', 'env_rating': 'E 43', 'green_deal': 'N'}, {'description': 'Solar water heating', 'cost_min': 4000, 'cost_max': 6000, 'typical_saving': 167, 'energy_rating': 'E 42', 'env_rating': 'E 51', 'green_deal': 'Y'}, {'description': 'High performance external doors', 'cost_min': None, 'cost_max': None, 'typical_saving': 48, 'energy_rating': 'E 43', 'env_rating': 'E 52', 'green_deal': 'Y'}, {'description': 'Floor insulation (suspended floor)', 'cost_min': 800, 'cost_max': 1200, 'typical_saving': 117, 'energy_rating': 'F 31', 'env_rating': 'E 42', 'green_deal': 'Y'}, {'description': 'Wind turbine', 'cost_min': 15000, 'cost_max': 25000, 'typical_saving': 556, 'energy_rating': 'D 66', 'env_rating': 'C 72', 'green_deal': 'Y'}, {'description': 'Upgrade heating controls', 'cost_min': 350, 'cost_max': 450, 'typical_saving': 257, 'energy_rating': 'F 38', 'env_rating': 'E 47', 'green_deal': 'Y'}, {'description': 'Solar photovoltaic panels, 2.5 kWp', 'cost_min': 5000, 'cost_max': 8000, 'typical_saving': 250, 'energy_rating': 'E 51', 'env_rating': 'D 58', 'green_deal': 'Y'}, {'description': None, 'cost_min': None, 'cost_max': None, 'typical_saving': None, 'energy_rating': None, 'env_rating': None, 'green_deal': None}] | [{'description': 'Timber frame, as built, insulated (assumed)', 'energy_rating': 'Good', 'env_rating': 'Good'}] | [{'description': 'Pitched, 200 mm loft insulation', 'energy_rating': 'Good', 'env_rating': 'Good'}] | [{'description': 'Suspended, insulated (assumed)', 'energy_rating': 'N/A', 'env_rating': 'N/A'}] | [{'description': 'Description: Fully double glazed', 'energy_rating': 'Average', 'env_rating': 'Average'}] | [{'description': 'Boiler and radiators, electric', 'energy_rating': 'Very Poor', 'env_rating': 'Very Poor'}] | [{'description': 'Programmer, no room thermostat', 'energy_rating': 'Very Poor', 'env_rating': 'Very Poor'}] | [{'description': 'Room heaters, wood logs', 'energy_rating': 'N/A', 'env_rating': 'N/A'}] | [{'description': 'From main system, no cylinder thermostat', 'energy_rating': 'Very Poor', 'env_rating': 'Very Poor'}] | [{'description': 'No low energy lighting', 'energy_rating': 'Very Poor', 'env_rating': 'Very Poor'}] | [] | 37 | 32 | 217 | 0.48438 | 4.8999999999999995 | 0.5051546391752577 | 667 | TRUE | TRUE | TRUE | [{'description': 'Add additional 80\xa0mm jacket to hot water cylinder', 'cost_min': 15, 'cost_max': 30, 'typical_saving': 40, 'energy_rating': 'F 32', 'env_rating': 'E 42', 'green_deal': 'Y'}, {'description': 'Low energy lighting for all fixed outlets', 'cost_min': None, 'cost_max': None, 'typical_saving': 38, 'energy_rating': 'F 33', 'env_rating': 'E 43', 'green_deal': 'N'}, {'description': 'Solar water heating', 'cost_min': 4000, 'cost_max': 6000, 'typical_saving': 167, 'energy_rating': 'E 42', 'env_rating': 'E 51', 'green_deal': 'Y'}, {'description': 'High performance external doors', 'cost_min': None, 'cost_max': None, 'typical_saving': 48, 'energy_rating': 'E 43', 'env_rating': 'E 52', 'green_deal': 'Y'}, {'description': 'Floor insulation (suspended floor)', 'cost_min': 800, 'cost_max': 1200, 'typical_saving': 117, 'energy_rating': 'F 31', 'env_rating': 'E 42', 'green_deal': 'Y'}, {'description': 'Wind turbine', 'cost_min': 15000, 'cost_max': 25000, 'typical_saving': 556, 'energy_rating': 'D 66', 'env_rating': 'C 72', 'green_deal': 'Y'}, {'description': 'Upgrade heating controls', 'cost_min': 350, 'cost_max': 450, 'typical_saving': 257, 'energy_rating': 'F 38', 'env_rating': 'E 47', 'green_deal': 'Y'}, {'description': 'Solar photovoltaic panels, 2.5 kWp', 'cost_min': 5000, 'cost_max': 8000, 'typical_saving': 250, 'energy_rating': 'E 51', 'env_rating': 'D 58', 'green_deal': 'Y'}, {'description': None, 'cost_min': None, 'cost_max': None, 'typical_saving': None, 'energy_rating': None, 'env_rating': None, 'green_deal': None}] | 25165 | 40680 | 32922.5 | 30.425531914893615 | 667 | -22669.0752 | -0.029524 | [{'description': 'Add additional 80\xa0mm jacket to hot water cylinder', 'cost_min': 15, 'cost_max': 30, 'typical_saving': 40, 'energy_rating': 'F 32', 'env_rating': 'E 42', 'green_deal': 'Y'}, {'description': 'Low energy lighting for all fixed outlets', 'cost_min': None, 'cost_max': None, 'typical_saving': 38, 'energy_rating': 'F 33', 'env_rating': 'E 43', 'green_deal': 'N'}, {'description': 'Solar water heating', 'cost_min': 4000, 'cost_max': 6000, 'typical_saving': 167, 'energy_rating': 'E 42', 'env_rating': 'E 51', 'green_deal': 'Y'}, {'description': 'High performance external doors', 'cost_min': None, 'cost_max': None, 'typical_saving': 48, 'energy_rating': 'E 43', 'env_rating': 'E 52', 'green_deal': 'Y'}, {'description': 'Floor insulation (suspended floor)', 'cost_min': 800, 'cost_max': 1200, 'typical_saving': 117, 'energy_rating': 'F 31', 'env_rating': 'E 42', 'green_deal': 'Y'}, {'description': 'Wind turbine', 'cost_min': 15000, 'cost_max': 25000, 'typical_saving': 556, 'energy_rating': 'D 66', 'env_rating': 'C 72', 'green_deal': 'Y'}, {'description': 'Upgrade heating controls', 'cost_min': 350, 'cost_max': 450, 'typical_saving': 257, 'energy_rating': 'F 38', 'env_rating': 'E 47', 'green_deal': 'Y'}, {'description': 'Solar photovoltaic panels, 2.5 kWp', 'cost_min': 5000, 'cost_max': 8000, 'typical_saving': 250, 'energy_rating': 'E 51', 'env_rating': 'D 58', 'green_deal': 'Y'}] | [{'description': 'Add additional 80\xa0mm jacket to hot water cylinder', 'capex_mid': np.float64(22.5), 'lifetime': 15, 'annual_cashflow': 40, 'npv': np.float64(392.6863215272236), 'irr': 1.7777773847566416}, {'description': 'Low energy lighting for all fixed outlets', 'capex_mid': nan, 'lifetime': np.int64(20), 'annual_cashflow': 38, 'npv': nan, 'irr': nan}, {'description': 'Solar water heating', 'capex_mid': np.float64(5000.0), 'lifetime': np.int64(30), 'annual_cashflow': 167, 'npv': np.float64(-2432.800678510567), 'irr': 0.00012895189174599864}, {'description': 'High performance external doors', 'capex_mid': nan, 'lifetime': np.int64(30), 'annual_cashflow': 48, 'npv': nan, 'irr': nan}, {'description': 'Floor insulation (suspended floor)', 'capex_mid': np.float64(1000.0), 'lifetime': np.int64(50), 'annual_cashflow': 117, 'npv': np.float64(1135.9432788846282), 'irr': 0.11652715215110532}, {'description': 'Wind turbine', 'capex_mid': np.float64(20000.0), 'lifetime': np.int64(30), 'annual_cashflow': 556, 'npv': np.float64(-11452.91722905315), 'irr': -0.011332759112108626}, {'description': 'Upgrade heating controls', 'capex_mid': np.float64(400.0), 'lifetime': np.int64(15), 'annual_cashflow': 257, 'npv': np.float64(2267.5721158124115), 'irr': 0.6421226108446327}, {'description': 'Solar photovoltaic panels, 2.5 kWp', 'capex_mid': np.float64(6500.0), 'lifetime': np.int64(30), 'annual_cashflow': 250, 'npv': np.float64(-2656.8872432792928), 'irr': 0.009492658089513606}] | 49.35907046476762 | 151.71658986175115 | 6718877.551020408 | TRUE | FALSE | 1 | 3.731343283582089 | 0.0074627 | 0.7462686567164178 | FALSE | FALSE |  | Unknown | boiler with radiators or underfloor heating | electricity | boiler with radiators or underfloor heating ¦ electricity | TRUE | 0.5285714285714286 | 0.5 | 0.1490150437484602 | 0.2301906880661051 | 0.6970344748068718 | 0.4625567073772211 | 2 | 67 | Detached_2F | 10.024968827881713 | 6.683312551921141 | 8.141656275960571 | I | 4.9 | 33.41656275960571 | 163.7412 | 18.4918 | 18.4918 | 0.1129331212740925 | 2.6416857142857144 | 1.327073400202042 | 1.9906101003030632 | boiler_radiators_electric_very_poor_room_heaters_wood_logs | [{'main_heat': 'boiler_radiators_electric', 'main_energy': 'very_poor', 'secondary_heat': 'room_heaters_wood_logs'}] | Timber frame, as built, insulated (assumed) | Pitched, 200 mm loft insulation | Fully double glazed | timber_frame_as_built_bands_G_to_I | insulated_roof_200mm | dbl_glz_pre_2003
1234621926 | 122009938 | 12 KIPPEN ROAD | FINTRY | GLASGOW | G63 0YD | 56.05598630000001 | -4.2256 | 2017-03-18 | RdSAP, existing dwelling | 2017-03-24 | 238 | 94 | 2652 | 531 | 60 | D | 78 | C | 48 | E | 67 | D | 65 | Description: Replacement glazing units; Indicative Cost: ¬£1,000 - ¬£1,400; Typical Saving: 51; Energy Rating after improvement: D 68; Environmental Rating after improvement: D 58; Green Deal Eligible: Y ¦ Description: Low energy lighting for all fixed outlets; Indicative Cost: ¬£30; Typical Saving: 34; Energy Rating after improvement: D 64; Environmental Rating after improvement: E 52; Green Deal Eligible: N ¦ Description: Solar water heating; Indicative Cost: ¬£4,000 - ¬£6,000; Typical Saving: 33; Energy Rating after improvement: D 66; Environmental Rating after improvement: D 55; Green Deal Eligible: Y ¦ Description: Solar photovoltaic panels, 2.5 kWp; Indicative Cost: ¬£5,000 - ¬£8,000; Typical Saving: 250; Energy Rating after improvement: C 78; Environmental Rating after improvement: D 67; Green Deal Eligible: Y ¦ Description: Floor insulation (solid floor); Indicative Cost: ¬£4,000 - ¬£6,000; Typical Saving: 58; Energy Rating after improvement: D 63; Environmental Rating after improvement: E 52; Green Deal Eligible: Y ¦ | System built, with external insulation | Good | Good | Pitched, 200 mm loft insulation | Good | Good | Solid, no insulation (assumed) | N/A | N/A | Description: Fully double glazed | Average | Average | Boiler and radiators, oil | Average | Average | Programmer, room thermostat and TRVs | Good | Good | Room heaters, coal | N/A | N/A | From main system | Average | Average | Low energy lighting in 33% of fixed outlets | Average | Average |  |  |  | 6.1 | 2 | 1590 | 1278 | 756 | 660 | 306 | 183 |  |  | 9156 | 5217 | 0 | 0 | 0 |  | 1950-1964 | 2.41 | S01006074 (Strathendrick) | 138 | 0 | 9 | 3 | 33 |  |  | 1 | 5 |  | 5 | Stirling |  | boiler with radiators or underfloor heating | oil | 2106 | natural | Single | 100 | double glazing installed before 2002 | 1 | Array: Roof Area: 0%; Connection: not applicable (FGHRS or no PV); ¦ | FALSE | owner-occupied | none of the above |  | 00RGMB | Forth and Endrick | 0 | Semi-Detached | House | S01013015 (Kippen and Fintry - 01) | 2017-03-24 12:39 |  | 12 KIPPEN ROAD ¦ G63 0YD | [{'description': 'Replacement glazing units', 'cost_min': 1000, 'cost_max': 1400, 'typical_saving': 51, 'energy_rating': 'D 68', 'env_rating': 'D 58', 'green_deal': 'Y'}, {'description': 'Low energy lighting for all fixed outlets', 'cost_min': None, 'cost_max': None, 'typical_saving': 34, 'energy_rating': 'D 64', 'env_rating': 'E 52', 'green_deal': 'N'}, {'description': 'Solar water heating', 'cost_min': 4000, 'cost_max': 6000, 'typical_saving': 33, 'energy_rating': 'D 66', 'env_rating': 'D 55', 'green_deal': 'Y'}, {'description': 'Solar photovoltaic panels, 2.5 kWp', 'cost_min': 5000, 'cost_max': 8000, 'typical_saving': 250, 'energy_rating': 'C 78', 'env_rating': 'D 67', 'green_deal': 'Y'}, {'description': 'Floor insulation (solid floor)', 'cost_min': 4000, 'cost_max': 6000, 'typical_saving': 58, 'energy_rating': 'D 63', 'env_rating': 'E 52', 'green_deal': 'Y'}, {'description': None, 'cost_min': None, 'cost_max': None, 'typical_saving': None, 'energy_rating': None, 'env_rating': None, 'green_deal': None}] | [{'description': 'System built, with external insulation', 'energy_rating': 'Good', 'env_rating': 'Good'}] | [{'description': 'Pitched, 200 mm loft insulation', 'energy_rating': 'Good', 'env_rating': 'Good'}] | [{'description': 'Solid, no insulation (assumed)', 'energy_rating': 'N/A', 'env_rating': 'N/A'}] | [{'description': 'Description: Fully double glazed', 'energy_rating': 'Average', 'env_rating': 'Average'}] | [{'description': 'Boiler and radiators, oil', 'energy_rating': 'Average', 'env_rating': 'Average'}] | [{'description': 'Programmer, room thermostat and TRVs', 'energy_rating': 'Good', 'env_rating': 'Good'}] | [{'description': 'Room heaters, coal', 'energy_rating': 'N/A', 'env_rating': 'N/A'}] | [{'description': 'From main system', 'energy_rating': 'Average', 'env_rating': 'Average'}] | [{'description': 'Low energy lighting in 33% of fixed outlets', 'energy_rating': 'Average', 'env_rating': 'Average'}] | [] | 18 | 19 | 100 | 0.4201680672268907 | 4.1 | 0.6721311475409836 | 177 | TRUE | TRUE | TRUE | [{'description': 'Replacement glazing units', 'cost_min': 1000, 'cost_max': 1400, 'typical_saving': 51, 'energy_rating': 'D 68', 'env_rating': 'D 58', 'green_deal': 'Y'}, {'description': 'Low energy lighting for all fixed outlets', 'cost_min': None, 'cost_max': None, 'typical_saving': 34, 'energy_rating': 'D 64', 'env_rating': 'E 52', 'green_deal': 'N'}, {'description': 'Solar water heating', 'cost_min': 4000, 'cost_max': 6000, 'typical_saving': 33, 'energy_rating': 'D 66', 'env_rating': 'D 55', 'green_deal': 'Y'}, {'description': 'Solar photovoltaic panels, 2.5 kWp', 'cost_min': 5000, 'cost_max': 8000, 'typical_saving': 250, 'energy_rating': 'C 78', 'env_rating': 'D 67', 'green_deal': 'Y'}, {'description': 'Floor insulation (solid floor)', 'cost_min': 4000, 'cost_max': 6000, 'typical_saving': 58, 'energy_rating': 'D 63', 'env_rating': 'E 52', 'green_deal': 'Y'}, {'description': None, 'cost_min': None, 'cost_max': None, 'typical_saving': None, 'energy_rating': None, 'env_rating': None, 'green_deal': None}] | 14000 | 21400 | 17700 | 35.31073446327684 | 177 | -14801.7676 | -0.049826 | [{'description': 'Replacement glazing units', 'cost_min': 1000, 'cost_max': 1400, 'typical_saving': 51, 'energy_rating': 'D 68', 'env_rating': 'D 58', 'green_deal': 'Y'}, {'description': 'Low energy lighting for all fixed outlets', 'cost_min': None, 'cost_max': None, 'typical_saving': 34, 'energy_rating': 'D 64', 'env_rating': 'E 52', 'green_deal': 'N'}, {'description': 'Solar water heating', 'cost_min': 4000, 'cost_max': 6000, 'typical_saving': 33, 'energy_rating': 'D 66', 'env_rating': 'D 55', 'green_deal': 'Y'}, {'description': 'Solar photovoltaic panels, 2.5 kWp', 'cost_min': 5000, 'cost_max': 8000, 'typical_saving': 250, 'energy_rating': 'C 78', 'env_rating': 'D 67', 'green_deal': 'Y'}, {'description': 'Floor insulation (solid floor)', 'cost_min': 4000, 'cost_max': 6000, 'typical_saving': 58, 'energy_rating': 'D 63', 'env_rating': 'E 52', 'green_deal': 'Y'}] | [{'description': 'Replacement glazing units', 'capex_mid': np.float64(1200.0), 'lifetime': np.int64(25), 'annual_cashflow': 51, 'npv': np.float64(-481.2088271317177), 'irr': 0.0047188520844072546}, {'description': 'Low energy lighting for all fixed outlets', 'capex_mid': nan, 'lifetime': np.int64(20), 'annual_cashflow': 34, 'npv': nan, 'irr': nan}, {'description': 'Solar water heating', 'capex_mid': np.float64(5000.0), 'lifetime': np.int64(30), 'annual_cashflow': 33, 'npv': np.float64(-4492.7091161128665), 'irr': -0.08341002870967928}, {'description': 'Solar photovoltaic panels, 2.5 kWp', 'capex_mid': np.float64(6500.0), 'lifetime': np.int64(30), 'annual_cashflow': 250, 'npv': np.float64(-2656.8872432792928), 'irr': 0.009492658089513606}, {'description': 'Floor insulation (solid floor)', 'capex_mid': np.float64(5000.0), 'lifetime': np.int64(50), 'annual_cashflow': 58, 'npv': np.float64(-3941.156323287961), 'irr': -0.019583189938701895}] | 100 | 177 | 4317073.1707317075 | TRUE | FALSE | 1 | 5.319148936170213 | 0.010638 | 1.0638297872340423 | FALSE | FALSE |  | Unknown | boiler with radiators or underfloor heating | oil | boiler with radiators or underfloor heating ¦ oil | TRUE | 0.2571428571428571 | 0.29688 | 0.2536156222569571 | 0.26855 | 0.6861788617886178 | 0.3347765072575351 | 2 | 47 | SemiDetached_2F | 6.855654600401044 | 6.855654600401044 | 8.227827300200522 | D | 4.82 | 20.56696380120313 | 99.13276552179909 | 17.6786 | 17.6786 | 0.1783325614588298 | 2.525514285714286 | 1.297565486006849 | 1.9463482290102736 | boiler_radiators_oil_average_room_heaters_coal | [{'main_heat': 'boiler_radiators_oil', 'main_energy': 'average', 'secondary_heat': 'room_heaters_coal'}] | System built, with external insulation | Pitched, 200 mm loft insulation | Fully double glazed | system_external_insulation_band_D | insulated_roof_200mm | dbl_glz_pre_2003
1002143349 | 122009943 | 12 MENZIES AVENUE | FINTRY | GLASGOW | G63 0YE | 56.059 | -4.2255 | 2017-03-15 | RdSAP, existing dwelling | 2017-03-16 | 567 | 178 | 8802 | 4317 | 45 | E | 79 | C | 26 | F | 58 | D | 96 | Description: Floor insulation (solid floor); Indicative Cost: ¬£4,000 - ¬£6,000; Typical Saving: 248; Energy Rating after improvement: D 62; Environmental Rating after improvement: E 42; Green Deal Eligible: Y ¦ Description: Add additional 80¬†mm jacket to hot water cylinder; Indicative Cost: ¬£15 - ¬£30; Typical Saving: 31; Energy Rating after improvement: D 63; Environmental Rating after improvement: E 43; Green Deal Eligible: Y ¦ Description: Room-in-roof insulation; Indicative Cost: ¬£1,500 - ¬£2,700; Typical Saving: 664; Energy Rating after improvement: D 57; Environmental Rating after improvement: F 37; Green Deal Eligible: Y ¦ Description: High heat retention storage heaters and dual immersion cylinder; Indicative Cost: ¬£2,800 - ¬£4,200; Typical Saving: 381; Energy Rating after improvement: C 71; Environmental Rating after improvement: E 51; Green Deal Eligible: Y ¦ Description: Solar water heating; Indicative Cost: ¬£4,000 - ¬£6,000; Typical Saving: 55; Energy Rating after improvement: C 72; Environmental Rating after improvement: E 53; Green Deal Eligible: Y ¦ Description: Solar photovoltaic panels, 2.5 kWp; Indicative Cost: ¬£5,000 - ¬£8,000; Typical Saving: 263; Energy Rating after improvement: C 79; Environmental Rating after improvement: D 58; Green Deal Eligible: Y ¦ Description: Low energy lighting for all fixed outlets; Indicative Cost: ¬£65; Typical Saving: 59; Energy Rating after improvement: D 64; Environmental Rating after improvement: E 44; Green Deal Eligible: N ¦ | Cavity wall, filled cavity | Good | Good | Roof room(s), ceiling insulated | Average | Average | Solid, no insulation (assumed) | N/A | N/A | Description: Fully double glazed | Average | Average | Electric storage heaters | Average | Very Poor | Manual charge control | Poor | Poor | Room heaters, electric | N/A | N/A | Electric immersion, off-peak | Average | Poor | Low energy lighting in 13% of fixed outlets | Poor | Poor |  |  |  | 17 | 8.7 | 7485 | 3855 | 768 | 336 | 549 | 294 | Description: Biomass boiler (Exempted Appliance if in Smoke Control Area) ¦ Description: Air or ground source heat pump ¦ |  | 28645 | 3239 | 0 | 0 | 0 |  | 1965-1975 | 2.43 | S01006074 (Strathendrick) | 274 | 0 | 15 | 2 | 13 |  |  | 1 | 7 |  | 7 | Stirling |  | electric storage heaters | electricity | 2401 | natural | dual | 100 | double glazing installed before 2002 | 0 | Array: Roof Area: 0%; Connection: not applicable (FGHRS or no PV); ¦ | FALSE | owner-occupied | marketed sale |  | 00RGMB | Forth and Endrick | 0 | Detached | House | S01013015 (Kippen and Fintry - 01) | 2017-03-16 20:31 | 9613-4427-3200-0385-1996 | 12 MENZIES AVENUE ¦ G63 0YE | [{'description': 'Floor insulation (solid floor)', 'cost_min': 4000, 'cost_max': 6000, 'typical_saving': 248, 'energy_rating': 'D 62', 'env_rating': 'E 42', 'green_deal': 'Y'}, {'description': 'Add additional 80\xa0mm jacket to hot water cylinder', 'cost_min': 15, 'cost_max': 30, 'typical_saving': 31, 'energy_rating': 'D 63', 'env_rating': 'E 43', 'green_deal': 'Y'}, {'description': 'Room-in-roof insulation', 'cost_min': 1500, 'cost_max': 2700, 'typical_saving': 664, 'energy_rating': 'D 57', 'env_rating': 'F 37', 'green_deal': 'Y'}, {'description': 'High heat retention storage heaters and dual immersion cylinder', 'cost_min': 2800, 'cost_max': 4200, 'typical_saving': 381, 'energy_rating': 'C 71', 'env_rating': 'E 51', 'green_deal': 'Y'}, {'description': 'Solar water heating', 'cost_min': 4000, 'cost_max': 6000, 'typical_saving': 55, 'energy_rating': 'C 72', 'env_rating': 'E 53', 'green_deal': 'Y'}, {'description': 'Solar photovoltaic panels, 2.5 kWp', 'cost_min': 5000, 'cost_max': 8000, 'typical_saving': 263, 'energy_rating': 'C 79', 'env_rating': 'D 58', 'green_deal': 'Y'}, {'description': 'Low energy lighting for all fixed outlets', 'cost_min': None, 'cost_max': None, 'typical_saving': 59, 'energy_rating': 'D 64', 'env_rating': 'E 44', 'green_deal': 'N'}, {'description': None, 'cost_min': None, 'cost_max': None, 'typical_saving': None, 'energy_rating': None, 'env_rating': None, 'green_deal': None}] | [{'description': 'Cavity wall, filled cavity', 'energy_rating': 'Good', 'env_rating': 'Good'}] | [{'description': 'Roof room(s), ceiling insulated', 'energy_rating': 'Average', 'env_rating': 'Average'}] | [{'description': 'Solid, no insulation (assumed)', 'energy_rating': 'N/A', 'env_rating': 'N/A'}] | [{'description': 'Description: Fully double glazed', 'energy_rating': 'Average', 'env_rating': 'Average'}] | [{'description': 'Electric storage heaters', 'energy_rating': 'Average', 'env_rating': 'Very Poor'}] | [{'description': 'Manual charge control', 'energy_rating': 'Poor', 'env_rating': 'Poor'}] | [{'description': 'Room heaters, electric', 'energy_rating': 'N/A', 'env_rating': 'N/A'}] | [{'description': 'Electric immersion, off-peak', 'energy_rating': 'Average', 'env_rating': 'Poor'}] | [{'description': 'Low energy lighting in 13% of fixed outlets', 'energy_rating': 'Poor', 'env_rating': 'Poor'}] | [] | 34 | 32 | 293 | 0.5167548500881834 | 8.3 | 0.4882352941176471 | 1439 | TRUE | TRUE | TRUE | [{'description': 'Floor insulation (solid floor)', 'cost_min': 4000, 'cost_max': 6000, 'typical_saving': 248, 'energy_rating': 'D 62', 'env_rating': 'E 42', 'green_deal': 'Y'}, {'description': 'Add additional 80\xa0mm jacket to hot water cylinder', 'cost_min': 15, 'cost_max': 30, 'typical_saving': 31, 'energy_rating': 'D 63', 'env_rating': 'E 43', 'green_deal': 'Y'}, {'description': 'Room-in-roof insulation', 'cost_min': 1500, 'cost_max': 2700, 'typical_saving': 664, 'energy_rating': 'D 57', 'env_rating': 'F 37', 'green_deal': 'Y'}, {'description': 'High heat retention storage heaters and dual immersion cylinder', 'cost_min': 2800, 'cost_max': 4200, 'typical_saving': 381, 'energy_rating': 'C 71', 'env_rating': 'E 51', 'green_deal': 'Y'}, {'description': 'Solar water heating', 'cost_min': 4000, 'cost_max': 6000, 'typical_saving': 55, 'energy_rating': 'C 72', 'env_rating': 'E 53', 'green_deal': 'Y'}, {'description': 'Solar photovoltaic panels, 2.5 kWp', 'cost_min': 5000, 'cost_max': 8000, 'typical_saving': 263, 'energy_rating': 'C 79', 'env_rating': 'D 58', 'green_deal': 'Y'}, {'description': 'Low energy lighting for all fixed outlets', 'cost_min': None, 'cost_max': None, 'typical_saving': 59, 'energy_rating': 'D 64', 'env_rating': 'E 44', 'green_deal': 'N'}, {'description': None, 'cost_min': None, 'cost_max': None, 'typical_saving': None, 'energy_rating': None, 'env_rating': None, 'green_deal': None}] | 17315 | 26930 | 22122.5 | 34.841628959276015 | 1439 | 1179.0888669304543 | 0.054256 | [{'description': 'Floor insulation (solid floor)', 'cost_min': 4000, 'cost_max': 6000, 'typical_saving': 248, 'energy_rating': 'D 62', 'env_rating': 'E 42', 'green_deal': 'Y'}, {'description': 'Add additional 80\xa0mm jacket to hot water cylinder', 'cost_min': 15, 'cost_max': 30, 'typical_saving': 31, 'energy_rating': 'D 63', 'env_rating': 'E 43', 'green_deal': 'Y'}, {'description': 'Room-in-roof insulation', 'cost_min': 1500, 'cost_max': 2700, 'typical_saving': 664, 'energy_rating': 'D 57', 'env_rating': 'F 37', 'green_deal': 'Y'}, {'description': 'High heat retention storage heaters and dual immersion cylinder', 'cost_min': 2800, 'cost_max': 4200, 'typical_saving': 381, 'energy_rating': 'C 71', 'env_rating': 'E 51', 'green_deal': 'Y'}, {'description': 'Solar water heating', 'cost_min': 4000, 'cost_max': 6000, 'typical_saving': 55, 'energy_rating': 'C 72', 'env_rating': 'E 53', 'green_deal': 'Y'}, {'description': 'Solar photovoltaic panels, 2.5 kWp', 'cost_min': 5000, 'cost_max': 8000, 'typical_saving': 263, 'energy_rating': 'C 79', 'env_rating': 'D 58', 'green_deal': 'Y'}, {'description': 'Low energy lighting for all fixed outlets', 'cost_min': None, 'cost_max': None, 'typical_saving': 59, 'energy_rating': 'D 64', 'env_rating': 'E 44', 'green_deal': 'N'}] | [{'description': 'Floor insulation (solid floor)', 'capex_mid': np.float64(5000.0), 'lifetime': np.int64(50), 'annual_cashflow': 248, 'npv': np.float64(-472.53048578301093), 'irr': 0.043777952931140396}, {'description': 'Add additional 80\xa0mm jacket to hot water cylinder', 'capex_mid': np.float64(22.5), 'lifetime': 15, 'annual_cashflow': 31, 'npv': np.float64(299.26939918359835), 'irr': 1.377774640024342}, {'description': 'Room-in-roof insulation', 'capex_mid': np.float64(2100.0), 'lifetime': np.int64(50), 'annual_cashflow': 664, 'npv': np.float64(10021.934505806776), 'irr': 0.3161901341974662}, {'description': 'High heat retention storage heaters and dual immersion cylinder', 'capex_mid': np.float64(3500.0), 'lifetime': np.int64(20), 'annual_cashflow': 381, 'npv': np.float64(1248.1021405077329), 'irr': 0.08911586627047585}, {'description': 'Solar water heating', 'capex_mid': np.float64(5000.0), 'lifetime': np.int64(30), 'annual_cashflow': 55, 'npv': np.float64(-4154.5151935214435), 'irr': -0.060476502087671746}, {'description': 'Solar photovoltaic panels, 2.5 kWp', 'capex_mid': np.float64(6500.0), 'lifetime': np.int64(30), 'annual_cashflow': 263, 'npv': np.float64(-2457.0453799298157), 'irr': 0.012988416331144004}, {'description': 'Low energy lighting for all fixed outlets', 'capex_mid': nan, 'lifetime': np.int64(20), 'annual_cashflow': 59, 'npv': nan, 'irr': nan}] | 15.373523280055592 | 75.50341296928327 | 2665361.4457831327 | TRUE | TRUE | 1 | 3.932584269662921 | 0.005618 | 0.5617977528089888 | FALSE | FALSE |  | Unknown | electric storage heaters | electricity | electric storage heaters ¦ electricity | TRUE | 0.4857142857142857 | 0.5 | 0.4660907061270526 | 0.1145569024361539 | 0.6787134980600367 | 0.4613139164014195 | 2 | 89 | Detached_2F | 11.554220008291342 | 7.702813338860895 | 8.651406669430447 | E | 4.86 | 38.514066694304475 | 187.17836413431976 | 29.3862 | 29.3862 | 0.1569957090709072 | 4.198028571428571 | 1.672927289001442 | 2.509390933502163 | electric_storage_heaters_average_room_heaters_electric | [{'main_heat': 'electric_storage_heaters', 'main_energy': 'average', 'secondary_heat': 'room_heaters_electric'}] | Cavity wall, filled cavity | Roof room(s), ceiling insulated | Fully double glazed | cavity_filled_bands_A_to_E | insulated_roof_50mm | dbl_glz_pre_2003
1001664934 | 122009917 | 23 DUNMORE GARDENS | FINTRY | GLASGOW | G63 0XN | 56.05208930000001 | -4.2229 | 2017-03-06 | RdSAP, existing dwelling | 2017-03-06 | 549 | 60 | 2871 | 828 | 61 | D | 114 | A | 42 | E | 90 | B | 93 | Description: Solar water heating; Indicative Cost: ¬£4,000 - ¬£6,000; Typical Saving: 48; Energy Rating after improvement: C 72; Environmental Rating after improvement: D 55; Green Deal Eligible: Y ¦ Description: Low energy lighting for all fixed outlets; Indicative Cost: ¬£30; Typical Saving: 25; Energy Rating after improvement: D 65; Environmental Rating after improvement: E 44; Green Deal Eligible: N ¦ Description: High heat retention storage heaters; Indicative Cost: ¬£1,600 - ¬£2,400; Typical Saving: 150; Energy Rating after improvement: C 70; Environmental Rating after improvement: E 50; Green Deal Eligible: Y ¦ Description: Solar photovoltaic panels, 2.5 kWp; Indicative Cost: ¬£5,000 - ¬£8,000; Typical Saving: 263; Energy Rating after improvement: B 86; Environmental Rating after improvement: D 66; Green Deal Eligible: Y ¦ Description: Wind turbine; Indicative Cost: ¬£15,000 - ¬£25,000; Typical Saving: 597; Energy Rating after improvement: A 114; Environmental Rating after improvement: B 90; Green Deal Eligible: Y ¦ Description: Floor insulation (suspended floor); Indicative Cost: ¬£800 - ¬£1,200; Typical Saving: 51; Energy Rating after improvement: D 63; Environmental Rating after improvement: E 44; Green Deal Eligible: Y ¦ | Timber frame, as built, insulated (assumed) | Good | Good | Pitched, 150 mm loft insulation | Good | Good | Suspended, limited insulation (assumed) | N/A | N/A | Description: Fully double glazed | Average | Average | Electric storage heaters | Average | Very Poor | Automatic charge control | Average | Average | Room heaters, electric | N/A | N/A | Electric immersion, off-peak | Average | Poor | Low energy lighting in 25% of fixed outlets | Average | Average |  |  |  | 5.6 | 4.2 | 2199 | 1641 | 423 | 261 | 249 | 141 | Description: Biomass boiler (Exempted Appliance if in Smoke Control Area) ¦ Description: Air or ground source heat pump ¦ |  | 8348 | 1927 | 273 | 0 | 0 |  | 1992-1998 | 2.4 | S01006074 (Strathendrick) | 140 | 0 | 8 | 2 | 25 |  |  | 1 | 4 |  | 4 | Stirling |  | electric storage heaters | electricity | 2402 | natural | dual | 100 | double glazing installed before 2002 | 0 | Array: Roof Area: 0%; Connection: not applicable (FGHRS or no PV); ¦ | FALSE | owner-occupied | marketed sale |  | 00RGMB | Forth and Endrick | 0 | Semi-Detached | House | S01013015 (Kippen and Fintry - 01) | 2017-03-06 22:29 | 0064-1016-3207-9643-6904 | 23 DUNMORE GARDENS ¦ G63 0XN | [{'description': 'Solar water heating', 'cost_min': 4000, 'cost_max': 6000, 'typical_saving': 48, 'energy_rating': 'C 72', 'env_rating': 'D 55', 'green_deal': 'Y'}, {'description': 'Low energy lighting for all fixed outlets', 'cost_min': None, 'cost_max': None, 'typical_saving': 25, 'energy_rating': 'D 65', 'env_rating': 'E 44', 'green_deal': 'N'}, {'description': 'High heat retention storage heaters', 'cost_min': 1600, 'cost_max': 2400, 'typical_saving': 150, 'energy_rating': 'C 70', 'env_rating': 'E 50', 'green_deal': 'Y'}, {'description': 'Solar photovoltaic panels, 2.5 kWp', 'cost_min': 5000, 'cost_max': 8000, 'typical_saving': 263, 'energy_rating': 'B 86', 'env_rating': 'D 66', 'green_deal': 'Y'}, {'description': 'Wind turbine', 'cost_min': 15000, 'cost_max': 25000, 'typical_saving': 597, 'energy_rating': 'A 114', 'env_rating': 'B 90', 'green_deal': 'Y'}, {'description': 'Floor insulation (suspended floor)', 'cost_min': 800, 'cost_max': 1200, 'typical_saving': 51, 'energy_rating': 'D 63', 'env_rating': 'E 44', 'green_deal': 'Y'}, {'description': None, 'cost_min': None, 'cost_max': None, 'typical_saving': None, 'energy_rating': None, 'env_rating': None, 'green_deal': None}] | [{'description': 'Timber frame, as built, insulated (assumed)', 'energy_rating': 'Good', 'env_rating': 'Good'}] | [{'description': 'Pitched, 150 mm loft insulation', 'energy_rating': 'Good', 'env_rating': 'Good'}] | [{'description': 'Suspended, limited insulation (assumed)', 'energy_rating': 'N/A', 'env_rating': 'N/A'}] | [{'description': 'Description: Fully double glazed', 'energy_rating': 'Average', 'env_rating': 'Average'}] | [{'description': 'Electric storage heaters', 'energy_rating': 'Average', 'env_rating': 'Very Poor'}] | [{'description': 'Automatic charge control', 'energy_rating': 'Average', 'env_rating': 'Average'}] | [{'description': 'Room heaters, electric', 'energy_rating': 'N/A', 'env_rating': 'N/A'}] | [{'description': 'Electric immersion, off-peak', 'energy_rating': 'Average', 'env_rating': 'Poor'}] | [{'description': 'Low energy lighting in 25% of fixed outlets', 'energy_rating': 'Average', 'env_rating': 'Average'}] | [] | 53 | 48 | 409 | 0.7449908925318761 | 1.3999999999999997 | 0.2499999999999999 | 276 | TRUE | TRUE | TRUE | [{'description': 'Solar water heating', 'cost_min': 4000, 'cost_max': 6000, 'typical_saving': 48, 'energy_rating': 'C 72', 'env_rating': 'D 55', 'green_deal': 'Y'}, {'description': 'Low energy lighting for all fixed outlets', 'cost_min': None, 'cost_max': None, 'typical_saving': 25, 'energy_rating': 'D 65', 'env_rating': 'E 44', 'green_deal': 'N'}, {'description': 'High heat retention storage heaters', 'cost_min': 1600, 'cost_max': 2400, 'typical_saving': 150, 'energy_rating': 'C 70', 'env_rating': 'E 50', 'green_deal': 'Y'}, {'description': 'Solar photovoltaic panels, 2.5 kWp', 'cost_min': 5000, 'cost_max': 8000, 'typical_saving': 263, 'energy_rating': 'B 86', 'env_rating': 'D 66', 'green_deal': 'Y'}, {'description': 'Wind turbine', 'cost_min': 15000, 'cost_max': 25000, 'typical_saving': 597, 'energy_rating': 'A 114', 'env_rating': 'B 90', 'green_deal': 'Y'}, {'description': 'Floor insulation (suspended floor)', 'cost_min': 800, 'cost_max': 1200, 'typical_saving': 51, 'energy_rating': 'D 63', 'env_rating': 'E 44', 'green_deal': 'Y'}, {'description': None, 'cost_min': None, 'cost_max': None, 'typical_saving': None, 'energy_rating': None, 'env_rating': None, 'green_deal': None}] | 26400 | 42600 | 34500 | 30 | 276 | -30257.2035 | -0.075027 | [{'description': 'Solar water heating', 'cost_min': 4000, 'cost_max': 6000, 'typical_saving': 48, 'energy_rating': 'C 72', 'env_rating': 'D 55', 'green_deal': 'Y'}, {'description': 'Low energy lighting for all fixed outlets', 'cost_min': None, 'cost_max': None, 'typical_saving': 25, 'energy_rating': 'D 65', 'env_rating': 'E 44', 'green_deal': 'N'}, {'description': 'High heat retention storage heaters', 'cost_min': 1600, 'cost_max': 2400, 'typical_saving': 150, 'energy_rating': 'C 70', 'env_rating': 'E 50', 'green_deal': 'Y'}, {'description': 'Solar photovoltaic panels, 2.5 kWp', 'cost_min': 5000, 'cost_max': 8000, 'typical_saving': 263, 'energy_rating': 'B 86', 'env_rating': 'D 66', 'green_deal': 'Y'}, {'description': 'Wind turbine', 'cost_min': 15000, 'cost_max': 25000, 'typical_saving': 597, 'energy_rating': 'A 114', 'env_rating': 'B 90', 'green_deal': 'Y'}, {'description': 'Floor insulation (suspended floor)', 'cost_min': 800, 'cost_max': 1200, 'typical_saving': 51, 'energy_rating': 'D 63', 'env_rating': 'E 44', 'green_deal': 'Y'}] | [{'description': 'Solar water heating', 'capex_mid': np.float64(5000.0), 'lifetime': np.int64(30), 'annual_cashflow': 48, 'npv': np.float64(-4262.122350709625), 'irr': -0.06680773549475627}, {'description': 'Low energy lighting for all fixed outlets', 'capex_mid': nan, 'lifetime': np.int64(20), 'annual_cashflow': 25, 'npv': nan, 'irr': nan}, {'description': 'High heat retention storage heaters', 'capex_mid': np.float64(2000.0), 'lifetime': np.int64(20), 'annual_cashflow': 150, 'npv': np.float64(-130.66844861900285), 'irr': 0.042166110391607114}, {'description': 'Solar photovoltaic panels, 2.5 kWp', 'capex_mid': np.float64(6500.0), 'lifetime': np.int64(30), 'annual_cashflow': 263, 'npv': np.float64(-2457.0453799298157), 'irr': 0.012988416331144004}, {'description': 'Wind turbine', 'capex_mid': np.float64(20000.0), 'lifetime': np.int64(30), 'annual_cashflow': 597, 'npv': np.float64(-10822.646736950956), 'irr': -0.006977928924157717}, {'description': 'Floor insulation (suspended floor)', 'capex_mid': np.float64(1000.0), 'lifetime': np.int64(50), 'annual_cashflow': 51, 'npv': np.float64(-68.94780151182859), 'irr': 0.045482682084169834}] | 125 | 84.3521 | 24642857.142857146 | TRUE | FALSE | 1 | 6.666666666666667 | 0.016667 | 1.6666666666666667 | FALSE | FALSE |  | Unknown | electric storage heaters | electricity | electric storage heaters ¦ electricity | TRUE | 0.7571428571428571 | 0.75 | 0.048126 | 0.1279824635359581 | 0.7780468119451169 | 0.59286 | 2 | 30 | SemiDetached_2F | 5.477225575051661 | 5.477225575051661 | 7.5386 | H | 4.8 | 16.431676725154983 | 78.87204828074391 | 12.222 | 12.222 | 0.1549598402275032 | 1.746 | 1.0788883167408942 | 1.6183324751113417 | electric_storage_heaters_average_room_heaters_electric | [{'main_heat': 'electric_storage_heaters', 'main_energy': 'average', 'secondary_heat': 'room_heaters_electric'}] | Timber frame, as built, insulated (assumed) | Pitched, 150 mm loft insulation | Fully double glazed | timber_frame_as_built_bands_G_to_I | insulated_roof_150mm | dbl_glz_pre_2003
1234760996 | 122009977 | 8 MENZIES TERRACE | FINTRY | GLASGOW | G63 0YJ | 56.0581 | -4.2242 | 2017-02-23 | RdSAP, existing dwelling | 2017-03-05 | 277 | 137 | 4512 | 1227 | 49 | E | 71 | C | 41 | E | 62 | D | 70 | Description: Floor insulation (suspended floor); Indicative Cost: ¬£800 - ¬£1,200; Typical Saving: 117; Energy Rating after improvement: D 61; Environmental Rating after improvement: E 53; Green Deal Eligible: Y ¦ Description: Low energy lighting for all fixed outlets; Indicative Cost: ¬£35; Typical Saving: 30; Energy Rating after improvement: D 62; Environmental Rating after improvement: E 53; Green Deal Eligible: N ¦ Description: Solar photovoltaic panels, 2.5 kWp; Indicative Cost: ¬£5,000 - ¬£8,000; Typical Saving: 250; Energy Rating after improvement: C 71; Environmental Rating after improvement: D 62; Green Deal Eligible: Y ¦ Description: Room-in-roof insulation; Indicative Cost: ¬£1,500 - ¬£2,700; Typical Saving: 230; Energy Rating after improvement: D 57; Environmental Rating after improvement: E 49; Green Deal Eligible: Y ¦ Description: Solar water heating; Indicative Cost: ¬£4,000 - ¬£6,000; Typical Saving: 33; Energy Rating after improvement: D 64; Environmental Rating after improvement: D 55; Green Deal Eligible: Y ¦ | Cavity wall, filled cavity | Good | Good | Pitched, limited insulation (assumed) ¦ Roof room(s), ceiling insulated | Very Poor ¦ Average | Very Poor ¦ Average | Suspended, no insulation (assumed) | N/A | N/A | Description: Fully double glazed | Average | Average | Boiler and radiators, oil | Average | Average | Programmer, room thermostat and TRVs | Good | Good | Room heaters, dual fuel (mineral and wood) | N/A | N/A | From main system | Average | Average | Low energy lighting in 53% of fixed outlets | Good | Good |  |  |  | 9.6 | 3.5 | 3636 | 2610 | 540 | 444 | 336 | 231 |  |  | 21277 | 3783 | 1721 | 0 | 0 |  | 1965-1975 | 2.44 | S01006074 (Strathendrick) | 165 | 0 | 15 | 8 | 53 |  |  | 1 | 7 |  | 7 | Stirling |  | boiler with radiators or underfloor heating | oil | 2106 | natural | Single | 100 | double glazing, unknown install date | 1 | Array: Roof Area: 0%; Connection: not applicable (FGHRS or no PV); ¦ | FALSE | owner-occupied | marketed sale |  | 00RGMB | Forth and Endrick | 0 | Detached | House | S01013015 (Kippen and Fintry - 01) | 2017-03-05 13:02 |  | 8 MENZIES TERRACE ¦ G63 0YJ | [{'description': 'Floor insulation (suspended floor)', 'cost_min': 800, 'cost_max': 1200, 'typical_saving': 117, 'energy_rating': 'D 61', 'env_rating': 'E 53', 'green_deal': 'Y'}, {'description': 'Low energy lighting for all fixed outlets', 'cost_min': None, 'cost_max': None, 'typical_saving': 30, 'energy_rating': 'D 62', 'env_rating': 'E 53', 'green_deal': 'N'}, {'description': 'Solar photovoltaic panels, 2.5 kWp', 'cost_min': 5000, 'cost_max': 8000, 'typical_saving': 250, 'energy_rating': 'C 71', 'env_rating': 'D 62', 'green_deal': 'Y'}, {'description': 'Room-in-roof insulation', 'cost_min': 1500, 'cost_max': 2700, 'typical_saving': 230, 'energy_rating': 'D 57', 'env_rating': 'E 49', 'green_deal': 'Y'}, {'description': 'Solar water heating', 'cost_min': 4000, 'cost_max': 6000, 'typical_saving': 33, 'energy_rating': 'D 64', 'env_rating': 'D 55', 'green_deal': 'Y'}, {'description': None, 'cost_min': None, 'cost_max': None, 'typical_saving': None, 'energy_rating': None, 'env_rating': None, 'green_deal': None}] | [{'description': 'Cavity wall, filled cavity', 'energy_rating': 'Good', 'env_rating': 'Good'}] | [{'description': 'Pitched, limited insulation (assumed)', 'energy_rating': 'Very Poor', 'env_rating': 'Very Poor'}, {'description': 'Roof room(s), ceiling insulated', 'energy_rating': 'Average', 'env_rating': 'Average'}] | [{'description': 'Suspended, no insulation (assumed)', 'energy_rating': 'N/A', 'env_rating': 'N/A'}] | [{'description': 'Description: Fully double glazed', 'energy_rating': 'Average', 'env_rating': 'Average'}] | [{'description': 'Boiler and radiators, oil', 'energy_rating': 'Average', 'env_rating': 'Average'}] | [{'description': 'Programmer, room thermostat and TRVs', 'energy_rating': 'Good', 'env_rating': 'Good'}] | [{'description': 'Room heaters, dual fuel (mineral and wood)', 'energy_rating': 'N/A', 'env_rating': 'N/A'}] | [{'description': 'From main system', 'energy_rating': 'Average', 'env_rating': 'Average'}] | [{'description': 'Low energy lighting in 53% of fixed outlets', 'energy_rating': 'Good', 'env_rating': 'Good'}] | [] | 22 | 21 | 112 | 0.4043321299638989 | 6.1 | 0.6354166666666666 | 409 | TRUE | TRUE | TRUE | [{'description': 'Floor insulation (suspended floor)', 'cost_min': 800, 'cost_max': 1200, 'typical_saving': 117, 'energy_rating': 'D 61', 'env_rating': 'E 53', 'green_deal': 'Y'}, {'description': 'Low energy lighting for all fixed outlets', 'cost_min': None, 'cost_max': None, 'typical_saving': 30, 'energy_rating': 'D 62', 'env_rating': 'E 53', 'green_deal': 'N'}, {'description': 'Solar photovoltaic panels, 2.5 kWp', 'cost_min': 5000, 'cost_max': 8000, 'typical_saving': 250, 'energy_rating': 'C 71', 'env_rating': 'D 62', 'green_deal': 'Y'}, {'description': 'Room-in-roof insulation', 'cost_min': 1500, 'cost_max': 2700, 'typical_saving': 230, 'energy_rating': 'D 57', 'env_rating': 'E 49', 'green_deal': 'Y'}, {'description': 'Solar water heating', 'cost_min': 4000, 'cost_max': 6000, 'typical_saving': 33, 'energy_rating': 'D 64', 'env_rating': 'D 55', 'green_deal': 'Y'}, {'description': None, 'cost_min': None, 'cost_max': None, 'typical_saving': None, 'energy_rating': None, 'env_rating': None, 'green_deal': None}] | 11300 | 17900 | 14600 | 34.24657534246575 | 409 | -7977.1023 | -0.0027581 | [{'description': 'Floor insulation (suspended floor)', 'cost_min': 800, 'cost_max': 1200, 'typical_saving': 117, 'energy_rating': 'D 61', 'env_rating': 'E 53', 'green_deal': 'Y'}, {'description': 'Low energy lighting for all fixed outlets', 'cost_min': None, 'cost_max': None, 'typical_saving': 30, 'energy_rating': 'D 62', 'env_rating': 'E 53', 'green_deal': 'N'}, {'description': 'Solar photovoltaic panels, 2.5 kWp', 'cost_min': 5000, 'cost_max': 8000, 'typical_saving': 250, 'energy_rating': 'C 71', 'env_rating': 'D 62', 'green_deal': 'Y'}, {'description': 'Room-in-roof insulation', 'cost_min': 1500, 'cost_max': 2700, 'typical_saving': 230, 'energy_rating': 'D 57', 'env_rating': 'E 49', 'green_deal': 'Y'}, {'description': 'Solar water heating', 'cost_min': 4000, 'cost_max': 6000, 'typical_saving': 33, 'energy_rating': 'D 64', 'env_rating': 'D 55', 'green_deal': 'Y'}] | [{'description': 'Floor insulation (suspended floor)', 'capex_mid': np.float64(1000.0), 'lifetime': np.int64(50), 'annual_cashflow': 117, 'npv': np.float64(1135.9432788846282), 'irr': 0.11652715215110532}, {'description': 'Low energy lighting for all fixed outlets', 'capex_mid': nan, 'lifetime': np.int64(20), 'annual_cashflow': 30, 'npv': nan, 'irr': nan}, {'description': 'Solar photovoltaic panels, 2.5 kWp', 'capex_mid': np.float64(6500.0), 'lifetime': np.int64(30), 'annual_cashflow': 250, 'npv': np.float64(-2656.8872432792928), 'irr': 0.009492658089513606}, {'description': 'Room-in-roof insulation', 'capex_mid': np.float64(2100.0), 'lifetime': np.int64(50), 'annual_cashflow': 230, 'npv': np.float64(2098.862855927046), 'irr': 0.108900240315557}, {'description': 'Solar water heating', 'capex_mid': np.float64(5000.0), 'lifetime': np.int64(30), 'annual_cashflow': 33, 'npv': np.float64(-4492.7091161128665), 'irr': -0.08341002870967928}] | 35.696821515892424 | 130.35714285714286 | 2393442.623 | TRUE | FALSE | 1 | 5.109489051094891 | 0.0072993 | 0.7299270072992701 | FALSE | FALSE |  | Unknown | boiler with radiators or underfloor heating | oil | boiler with radiators or underfloor heating ¦ oil | TRUE | 0.3142857142857143 | 0.32812 | 0.3443536465016589 | 0.1977832512315271 | 0.67748 | 0.3584487395853216 | 2 | 68.5 | Detached_2F | 10.136567466356643 | 6.757711644237764 | 8.178855822118882 | E | 4.88 | 33.788558221188815 | 164.8881641194014 | 24.3063 | 24.3063 | 0.1474108231467659 | 3.4723285714285717 | 1.5214748483907694 | 2.282212272586154 | boiler_radiators_oil_average_room_heaters_dual_fuel | [{'main_heat': 'boiler_radiators_oil', 'main_energy': 'average', 'secondary_heat': 'room_heaters_dual_fuel'}] | Cavity wall, filled cavity | Pitched, limited insulation (assumed) | Fully double glazed | cavity_filled_bands_A_to_E | insulated_roof_12mm | dbl_glz_pre_2003
1001951903 | 122046978 | HALLBURN | FINTRY | GLASGOW | G63 0XG | 56.04681214980192 | -4.2164 | 2017-01-16 | RdSAP, existing dwelling | 2017-01-26 | 579 | 171 | 13638 | 5646 | 16 | G | 64 | D | 17 | G | 52 | E | 119 | Description: Floor insulation (suspended floor); Indicative Cost: ¬£800 - ¬£1,200; Typical Saving: 299; Energy Rating after improvement: F 37; Environmental Rating after improvement: F 35; Green Deal Eligible: Y ¦ Description: Low energy lighting for all fixed outlets; Indicative Cost: ¬£55; Typical Saving: 61; Energy Rating after improvement: F 38; Environmental Rating after improvement: F 36; Green Deal Eligible: N ¦ Description: Solar photovoltaic panels, 2.5 kWp; Indicative Cost: ¬£5,000 - ¬£8,000; Typical Saving: 250; Energy Rating after improvement: E 51; Environmental Rating after improvement: E 43; Green Deal Eligible: Y ¦ Description: Wind turbine; Indicative Cost: ¬£15,000 - ¬£25,000; Typical Saving: 556; Energy Rating after improvement: D 64; Environmental Rating after improvement: E 52; Green Deal Eligible: Y ¦ Description: Solar water heating; Indicative Cost: ¬£4,000 - ¬£6,000; Typical Saving: 312; Energy Rating after improvement: E 45; Environmental Rating after improvement: E 39; Green Deal Eligible: Y ¦ Description: Increase loft insulation to 270¬†mm; Indicative Cost: ¬£100 - ¬£350; Typical Saving: 1209; Energy Rating after improvement: F 32; Environmental Rating after improvement: F 31; Green Deal Eligible: Y ¦ | Timber frame, as built, partial insulation (assumed) | Average | Average | Pitched, no insulation | Very Poor | Very Poor | Suspended, no insulation (assumed) | N/A | N/A | Description: Fully double glazed | Average | Average | Room heaters, dual fuel (mineral and wood) | Poor | Average | No thermostatic control of room temperature | Poor | Poor | Room heaters, electric | N/A | N/A | Electric immersion, standard tariff | Very Poor | Poor | No low energy lighting | Very Poor | Very Poor |  |  |  | 20 | 10.5 | 11430 | 7155 | 1686 | 576 | 522 | 261 |  |  | 45881 | 3616 | 14565 | 0 | 0 |  | 1950-1964 | 2.81 | S01006074 (Strathendrick) | 248 | 1 | 11 | 0 | 0 |  |  | 1 | 7 |  | 7 | Stirling |  | room heaters | dual fuel - mineral + wood | 2601 | natural | Single | 100 | double glazing installed before 2002 | 0 | Array: Roof Area: 0%; Connection: not applicable (FGHRS or no PV); ¦ | FALSE | owner-occupied | ECO assessment |  | 00RGMB | Forth and Endrick | 0 | Detached | House | S01013015 (Kippen and Fintry - 01) | 2017-01-26 14:48 | 3900-6569-0129-7190-1933 | HALLBURN ¦ G63 0XG | [{'description': 'Floor insulation (suspended floor)', 'cost_min': 800, 'cost_max': 1200, 'typical_saving': 299, 'energy_rating': 'F 37', 'env_rating': 'F 35', 'green_deal': 'Y'}, {'description': 'Low energy lighting for all fixed outlets', 'cost_min': None, 'cost_max': None, 'typical_saving': 61, 'energy_rating': 'F 38', 'env_rating': 'F 36', 'green_deal': 'N'}, {'description': 'Solar photovoltaic panels, 2.5 kWp', 'cost_min': 5000, 'cost_max': 8000, 'typical_saving': 250, 'energy_rating': 'E 51', 'env_rating': 'E 43', 'green_deal': 'Y'}, {'description': 'Wind turbine', 'cost_min': 15000, 'cost_max': 25000, 'typical_saving': 556, 'energy_rating': 'D 64', 'env_rating': 'E 52', 'green_deal': 'Y'}, {'description': 'Solar water heating', 'cost_min': 4000, 'cost_max': 6000, 'typical_saving': 312, 'energy_rating': 'E 45', 'env_rating': 'E 39', 'green_deal': 'Y'}, {'description': 'Increase loft insulation to 270\xa0mm', 'cost_min': 100, 'cost_max': 350, 'typical_saving': 1209, 'energy_rating': 'F 32', 'env_rating': 'F 31', 'green_deal': 'Y'}, {'description': None, 'cost_min': None, 'cost_max': None, 'typical_saving': None, 'energy_rating': None, 'env_rating': None, 'green_deal': None}] | [{'description': 'Timber frame, as built, partial insulation (assumed)', 'energy_rating': 'Average', 'env_rating': 'Average'}] | [{'description': 'Pitched, no insulation', 'energy_rating': 'Very Poor', 'env_rating': 'Very Poor'}] | [{'description': 'Suspended, no insulation (assumed)', 'energy_rating': 'N/A', 'env_rating': 'N/A'}] | [{'description': 'Description: Fully double glazed', 'energy_rating': 'Average', 'env_rating': 'Average'}] | [{'description': 'Room heaters, dual fuel (mineral and wood)', 'energy_rating': 'Poor', 'env_rating': 'Average'}] | [{'description': 'No thermostatic control of room temperature', 'energy_rating': 'Poor', 'env_rating': 'Poor'}] | [{'description': 'Room heaters, electric', 'energy_rating': 'N/A', 'env_rating': 'N/A'}] | [{'description': 'Electric immersion, standard tariff', 'energy_rating': 'Very Poor', 'env_rating': 'Poor'}] | [{'description': 'No low energy lighting', 'energy_rating': 'Very Poor', 'env_rating': 'Very Poor'}] | [] | 48 | 35 | 331 | 0.5716753022452504 | 9.5 | 0.475 | 1882 | TRUE | TRUE | TRUE | [{'description': 'Floor insulation (suspended floor)', 'cost_min': 800, 'cost_max': 1200, 'typical_saving': 299, 'energy_rating': 'F 37', 'env_rating': 'F 35', 'green_deal': 'Y'}, {'description': 'Low energy lighting for all fixed outlets', 'cost_min': None, 'cost_max': None, 'typical_saving': 61, 'energy_rating': 'F 38', 'env_rating': 'F 36', 'green_deal': 'N'}, {'description': 'Solar photovoltaic panels, 2.5 kWp', 'cost_min': 5000, 'cost_max': 8000, 'typical_saving': 250, 'energy_rating': 'E 51', 'env_rating': 'E 43', 'green_deal': 'Y'}, {'description': 'Wind turbine', 'cost_min': 15000, 'cost_max': 25000, 'typical_saving': 556, 'energy_rating': 'D 64', 'env_rating': 'E 52', 'green_deal': 'Y'}, {'description': 'Solar water heating', 'cost_min': 4000, 'cost_max': 6000, 'typical_saving': 312, 'energy_rating': 'E 45', 'env_rating': 'E 39', 'green_deal': 'Y'}, {'description': 'Increase loft insulation to 270\xa0mm', 'cost_min': 100, 'cost_max': 350, 'typical_saving': 1209, 'energy_rating': 'F 32', 'env_rating': 'F 31', 'green_deal': 'Y'}, {'description': None, 'cost_min': None, 'cost_max': None, 'typical_saving': None, 'energy_rating': None, 'env_rating': None, 'green_deal': None}] | 24900 | 40550 | 32725 | 30.615384615384617 | 1882 | -3794.0472 | 0.039543 | [{'description': 'Floor insulation (suspended floor)', 'cost_min': 800, 'cost_max': 1200, 'typical_saving': 299, 'energy_rating': 'F 37', 'env_rating': 'F 35', 'green_deal': 'Y'}, {'description': 'Low energy lighting for all fixed outlets', 'cost_min': None, 'cost_max': None, 'typical_saving': 61, 'energy_rating': 'F 38', 'env_rating': 'F 36', 'green_deal': 'N'}, {'description': 'Solar photovoltaic panels, 2.5 kWp', 'cost_min': 5000, 'cost_max': 8000, 'typical_saving': 250, 'energy_rating': 'E 51', 'env_rating': 'E 43', 'green_deal': 'Y'}, {'description': 'Wind turbine', 'cost_min': 15000, 'cost_max': 25000, 'typical_saving': 556, 'energy_rating': 'D 64', 'env_rating': 'E 52', 'green_deal': 'Y'}, {'description': 'Solar water heating', 'cost_min': 4000, 'cost_max': 6000, 'typical_saving': 312, 'energy_rating': 'E 45', 'env_rating': 'E 39', 'green_deal': 'Y'}, {'description': 'Increase loft insulation to 270\xa0mm', 'cost_min': 100, 'cost_max': 350, 'typical_saving': 1209, 'energy_rating': 'F 32', 'env_rating': 'F 31', 'green_deal': 'Y'}] | [{'description': 'Floor insulation (suspended floor)', 'capex_mid': np.float64(1000.0), 'lifetime': np.int64(50), 'annual_cashflow': 299, 'npv': np.float64(4458.521712705159), 'irr': 0.2989993759432765}, {'description': 'Low energy lighting for all fixed outlets', 'capex_mid': nan, 'lifetime': np.int64(20), 'annual_cashflow': 61, 'npv': nan, 'irr': nan}, {'description': 'Solar photovoltaic panels, 2.5 kWp', 'capex_mid': np.float64(6500.0), 'lifetime': np.int64(30), 'annual_cashflow': 250, 'npv': np.float64(-2656.8872432792928), 'irr': 0.009492658089513606}, {'description': 'Wind turbine', 'capex_mid': np.float64(20000.0), 'lifetime': np.int64(30), 'annual_cashflow': 556, 'npv': np.float64(-11452.91722905315), 'irr': -0.011332759112108626}, {'description': 'Solar water heating', 'capex_mid': np.float64(5000.0), 'lifetime': np.int64(30), 'annual_cashflow': 312, 'npv': np.float64(-203.79527961255744), 'irr': 0.04639096483816263}, {'description': 'Increase loft insulation to 270\xa0mm', 'capex_mid': np.float64(225.0), 'lifetime': 15, 'annual_cashflow': 1209, 'npv': np.float64(12324.006568160334), 'irr': 5.373333333328717}] | 17.388416578108394 | 98.86706948640484 | 3444736.8421052634 | TRUE | FALSE | 1 | 4.093567251461988 | 0.005848 | 0.5847953216374269 | FALSE | FALSE |  | Unknown | room heaters | dual fuel - mineral + wood | room heaters ¦ dual fuel - mineral + wood | TRUE | 0.6857142857142857 | 0.54688 | 0.3999698760258171 | 0.1500052088759245 | 0.6822360987213796 | 0.53461 | 2 | 85.5 | Detached_2F | 11.324751652906125 | 7.5498 | 8.5749 | D | 5.62 | 37.74917217581225 | 212.15034762806485 | 27.6424 | 27.6424 | 0.1302962748308184 | 3.948914285714286 | 1.6225318252069891 | 2.4337977378104836 | room_heaters_dual_fuel_mineral_wood_poor_room_heaters_electric | [{'main_heat': 'room_heaters_dual_fuel_mineral_wood', 'main_energy': 'poor', 'secondary_heat': 'room_heaters_electric'}] | Timber frame, as built, partial insulation (assumed) | Pitched, no insulation | Fully double glazed | timber_frame_as_built_band_D | uninsulated_roof | dbl_glz_pre_2003
1001870876 | 122047586 | OLD BALGLAS | FINTRY | GLASGOW | G63 0YH | 56.05282399999999 | -4.2206 | 2016-12-08 | RdSAP, existing dwelling | 2017-01-04 | 474 | 110 | 7884 | 630 | 28 | F | 58 | D | 38 | F | 62 | D | 80 | Description: Wind turbine; Indicative Cost: ¬£15,000 - ¬£25,000; Typical Saving: 552; Energy Rating after improvement: D 58; Environmental Rating after improvement: D 62; Green Deal Eligible: Y ¦ Description: Low energy lighting for all fixed outlets; Indicative Cost: ¬£50; Typical Saving: 35; Energy Rating after improvement: F 29; Environmental Rating after improvement: E 39; Green Deal Eligible: N ¦ Description: Solar water heating; Indicative Cost: ¬£4,000 - ¬£6,000; Typical Saving: 175; Energy Rating after improvement: F 33; Environmental Rating after improvement: E 42; Green Deal Eligible: Y ¦ Description: Solar photovoltaic panels, 2.5 kWp; Indicative Cost: ¬£5,000 - ¬£8,000; Typical Saving: 248; Energy Rating after improvement: E 40; Environmental Rating after improvement: E 48; Green Deal Eligible: Y ¦ | Timber frame, as built, insulated (assumed) | Good | Good | Pitched, 300 mm loft insulation | Very Good | Very Good | Suspended, insulated | N/A | N/A | Description: Fully double glazed | Average | Average | No system present: electric heaters assumed | Very Poor | Poor | None | Very Poor | Very Poor | None | N/A | N/A | No system present: electric immersion assumed | Very Poor | Poor | No low energy lighting | Very Poor | Very Poor |  |  |  | 8.8 | 3.4 | 5829 | 6039 | 1647 | 1011 | 408 | 204 |  |  | 12583 | 3558 | 0 | 0 | 0 |  | 1976-1983 | 2.46 | S01006072 (Strathendrick) | 292 | 0 | 10 | 0 | 0 |  |  | 1 | 5 |  | 0 | Stirling |  | none | no heating/hot-water system or data is from a community network | 2699 | natural | Single | 100 | double glazing installed before 2002 | 0 | Array: Roof Area: 0%; Connection: not applicable (FGHRS or no PV); ¦ | FALSE | owner-occupied | none of the above |  | 00RGMB | Forth and Endrick | 0 | Detached | Bungalow | S01013015 (Kippen and Fintry - 01) | 2017-01-04 11:54 |  | OLD BALGLAS ¦ G63 0YH | [{'description': 'Wind turbine', 'cost_min': 15000, 'cost_max': 25000, 'typical_saving': 552, 'energy_rating': 'D 58', 'env_rating': 'D 62', 'green_deal': 'Y'}, {'description': 'Low energy lighting for all fixed outlets', 'cost_min': None, 'cost_max': None, 'typical_saving': 35, 'energy_rating': 'F 29', 'env_rating': 'E 39', 'green_deal': 'N'}, {'description': 'Solar water heating', 'cost_min': 4000, 'cost_max': 6000, 'typical_saving': 175, 'energy_rating': 'F 33', 'env_rating': 'E 42', 'green_deal': 'Y'}, {'description': 'Solar photovoltaic panels, 2.5 kWp', 'cost_min': 5000, 'cost_max': 8000, 'typical_saving': 248, 'energy_rating': 'E 40', 'env_rating': 'E 48', 'green_deal': 'Y'}, {'description': None, 'cost_min': None, 'cost_max': None, 'typical_saving': None, 'energy_rating': None, 'env_rating': None, 'green_deal': None}] | [{'description': 'Timber frame, as built, insulated (assumed)', 'energy_rating': 'Good', 'env_rating': 'Good'}] | [{'description': 'Pitched, 300 mm loft insulation', 'energy_rating': 'Very Good', 'env_rating': 'Very Good'}] | [{'description': 'Suspended, insulated', 'energy_rating': 'N/A', 'env_rating': 'N/A'}] | [{'description': 'Description: Fully double glazed', 'energy_rating': 'Average', 'env_rating': 'Average'}] | [{'description': 'No system present: electric heaters assumed', 'energy_rating': 'Very Poor', 'env_rating': 'Poor'}] | [{'description': 'None', 'energy_rating': 'Very Poor', 'env_rating': 'Very Poor'}] | [{'description': 'None', 'energy_rating': 'N/A', 'env_rating': 'N/A'}] | [{'description': 'No system present: electric immersion assumed', 'energy_rating': 'Very Poor', 'env_rating': 'Poor'}] | [{'description': 'No low energy lighting', 'energy_rating': 'Very Poor', 'env_rating': 'Very Poor'}] | [] | 30 | 24 | 182 | 0.3839662447257383 | 5.4 | 0.6136363636363636 | 210 | TRUE | TRUE | TRUE | [{'description': 'Wind turbine', 'cost_min': 15000, 'cost_max': 25000, 'typical_saving': 552, 'energy_rating': 'D 58', 'env_rating': 'D 62', 'green_deal': 'Y'}, {'description': 'Low energy lighting for all fixed outlets', 'cost_min': None, 'cost_max': None, 'typical_saving': 35, 'energy_rating': 'F 29', 'env_rating': 'E 39', 'green_deal': 'N'}, {'description': 'Solar water heating', 'cost_min': 4000, 'cost_max': 6000, 'typical_saving': 175, 'energy_rating': 'F 33', 'env_rating': 'E 42', 'green_deal': 'Y'}, {'description': 'Solar photovoltaic panels, 2.5 kWp', 'cost_min': 5000, 'cost_max': 8000, 'typical_saving': 248, 'energy_rating': 'E 40', 'env_rating': 'E 48', 'green_deal': 'Y'}, {'description': None, 'cost_min': None, 'cost_max': None, 'typical_saving': None, 'energy_rating': None, 'env_rating': None, 'green_deal': None}] | 24000 | 39000 | 31500 | 30 | 210 | -28271.7853 | -0.082979 | [{'description': 'Wind turbine', 'cost_min': 15000, 'cost_max': 25000, 'typical_saving': 552, 'energy_rating': 'D 58', 'env_rating': 'D 62', 'green_deal': 'Y'}, {'description': 'Low energy lighting for all fixed outlets', 'cost_min': None, 'cost_max': None, 'typical_saving': 35, 'energy_rating': 'F 29', 'env_rating': 'E 39', 'green_deal': 'N'}, {'description': 'Solar water heating', 'cost_min': 4000, 'cost_max': 6000, 'typical_saving': 175, 'energy_rating': 'F 33', 'env_rating': 'E 42', 'green_deal': 'Y'}, {'description': 'Solar photovoltaic panels, 2.5 kWp', 'cost_min': 5000, 'cost_max': 8000, 'typical_saving': 248, 'energy_rating': 'E 40', 'env_rating': 'E 48', 'green_deal': 'Y'}] | [{'description': 'Wind turbine', 'capex_mid': np.float64(20000.0), 'lifetime': np.int64(30), 'annual_cashflow': 552, 'npv': np.float64(-11514.40703316068), 'irr': -0.011768766977303002}, {'description': 'Low energy lighting for all fixed outlets', 'capex_mid': nan, 'lifetime': np.int64(20), 'annual_cashflow': 35, 'npv': nan, 'irr': nan}, {'description': 'Solar water heating', 'capex_mid': np.float64(5000.0), 'lifetime': np.int64(30), 'annual_cashflow': 175, 'npv': np.float64(-2309.8210702955053), 'irr': 0.0031771035444090323}, {'description': 'Solar photovoltaic panels, 2.5 kWp', 'capex_mid': np.float64(6500.0), 'lifetime': np.int64(30), 'annual_cashflow': 248, 'npv': np.float64(-2687.632145333058), 'irr': 0.008945435035706772}] | 150 | 173.07692307692307 | 5833333.333333333 | TRUE | FALSE | 0 | 4.545454545454546 | 0.0090909 | 0.9090909090909092 | FALSE | FALSE |  | Unknown | none | no heating/hot-water system or data is from a community network | none ¦ no heating/hot-water system or data is from a community network | TRUE | 0.4285714285714285 | 0.375 | 0.074524 | 0.2625994694960212 | 0.6930320150659133 | 0.3918685160665967 | 2 | 55 | Detached_2F | 9.082951062292477 | 6.0553007081949835 | 7.827650354097491 | F | 4.92 | 30.27650354097492 | 148.9603974215966 | 19.292 | 19.292 | 0.1295109326635228 | 2.756 | 1.3554826938523905 | 2.0332240407785855 | no_system_present_electric_heaters_assumed_very_poor_none | [{'main_heat': 'no_system_present_electric_heaters_assumed', 'main_energy': 'very_poor', 'secondary_heat': 'none'}] | Timber frame, as built, insulated (assumed) | Pitched, 300 mm loft insulation | Fully double glazed | timber_frame_as_built_band_F | insulated_roof_300mm | dbl_glz_pre_2003
1002031280 | 122009966 | 8 MENZIES DRIVE | FINTRY | GLASGOW | G63 0YG | 56.06 | -4.2236 | 2016-11-01 | RdSAP, existing dwelling | 2016-11-04 | 365 | 187 | 8553 | 5088 | 31 | F | 90 | B | 22 | F | 77 | C | 105 | Description: Solar photovoltaic panels, 2.5 kWp; Indicative Cost: ¬£5,000 - ¬£8,000; Typical Saving: 248; Energy Rating after improvement: C 78; Environmental Rating after improvement: D 67; Green Deal Eligible: Y ¦ Description: Floor insulation (suspended floor); Indicative Cost: ¬£800 - ¬£1,200; Typical Saving: 176; Energy Rating after improvement: D 59; Environmental Rating after improvement: E 47; Green Deal Eligible: Y ¦ Description: Wind turbine; Indicative Cost: ¬£15,000 - ¬£25,000; Typical Saving: 552; Energy Rating after improvement: B 90; Environmental Rating after improvement: C 77; Green Deal Eligible: Y ¦ Description: Increase loft insulation to 270¬†mm; Indicative Cost: ¬£100 - ¬£350; Typical Saving: 117; Energy Rating after improvement: F 33; Environmental Rating after improvement: F 24; Green Deal Eligible: Y ¦ Description: Replacement glazing units; Indicative Cost: ¬£1,000 - ¬£1,400; Typical Saving: 92; Energy Rating after improvement: C 72; Environmental Rating after improvement: D 61; Green Deal Eligible: Y ¦ Description: Room-in-roof insulation; Indicative Cost: ¬£1,500 - ¬£2,700; Typical Saving: 652; Energy Rating after improvement: E 48; Environmental Rating after improvement: F 36; Green Deal Eligible: Y ¦ Description: Cavity wall insulation; Indicative Cost: ¬£500 - ¬£1,500; Typical Saving: 272; Energy Rating after improvement: D 55; Environmental Rating after improvement: E 42; Green Deal Eligible: Y ¦ Description: Low energy lighting for all fixed outlets; Indicative Cost: ¬£70; Typical Saving: 73; Energy Rating after improvement: D 61; Environmental Rating after improvement: E 48; Green Deal Eligible: N ¦ Description: Upgrade heating controls; Indicative Cost: ¬£350 - ¬£450; Typical Saving: 142; Energy Rating after improvement: D 65; Environmental Rating after improvement: E 52; Green Deal Eligible: Y ¦ Description: Solar water heating; Indicative Cost: ¬£4,000 - ¬£6,000; Typical Saving: 172; Energy Rating after improvement: C 70; Environmental Rating after improvement: D 58; Green Deal Eligible: Y ¦ | Cavity wall, as built, no insulation (assumed) | Poor | Poor | Pitched, no insulation ¦ Roof room(s), limited insulation (assumed) | Very Poor ¦ Poor | Very Poor ¦ Poor | Suspended, no insulation (assumed) | N/A | N/A | Description: Fully double glazed | Average | Average | Boiler and radiators, oil | Average | Good | Programmer, no room thermostat | Very Poor | Very Poor | Room heaters, coal | N/A | N/A | From main system, no cylinder thermostat | Poor | Poor | No low energy lighting | Very Poor | Very Poor |  |  |  | 20 | 14.9 | 7152 | 2913 | 858 | 279 | 543 | 273 | Description: External insulation with cavity wall insulation ¦ |  | 40046 | 5366 | 1998 | 3946 | 0 |  | 1965-1975 | 2.54 | S01006074 (Strathendrick) | 62 | 0 | 14 | 0 | 0 |  |  | 1 | 8 |  | 8 | Stirling |  | boiler with radiators or underfloor heating | oil | 2102 | natural | Single | 100 | double glazing installed before 2002 | 1 | Array: Roof Area: 0%; Connection: not applicable (FGHRS or no PV); ¦ | FALSE | owner-occupied | none of the above |  | 00RGMB | Forth and Endrick | 0 | Detached | House | S01013015 (Kippen and Fintry - 01) | 2016-11-04 15:55 | 0190-1920-8209-2116-3900 | 8 MENZIES DRIVE ¦ G63 0YG | [{'description': 'Solar photovoltaic panels, 2.5 kWp', 'cost_min': 5000, 'cost_max': 8000, 'typical_saving': 248, 'energy_rating': 'C 78', 'env_rating': 'D 67', 'green_deal': 'Y'}, {'description': 'Floor insulation (suspended floor)', 'cost_min': 800, 'cost_max': 1200, 'typical_saving': 176, 'energy_rating': 'D 59', 'env_rating': 'E 47', 'green_deal': 'Y'}, {'description': 'Wind turbine', 'cost_min': 15000, 'cost_max': 25000, 'typical_saving': 552, 'energy_rating': 'B 90', 'env_rating': 'C 77', 'green_deal': 'Y'}, {'description': 'Increase loft insulation to 270\xa0mm', 'cost_min': 100, 'cost_max': 350, 'typical_saving': 117, 'energy_rating': 'F 33', 'env_rating': 'F 24', 'green_deal': 'Y'}, {'description': 'Replacement glazing units', 'cost_min': 1000, 'cost_max': 1400, 'typical_saving': 92, 'energy_rating': 'C 72', 'env_rating': 'D 61', 'green_deal': 'Y'}, {'description': 'Room-in-roof insulation', 'cost_min': 1500, 'cost_max': 2700, 'typical_saving': 652, 'energy_rating': 'E 48', 'env_rating': 'F 36', 'green_deal': 'Y'}, {'description': 'Cavity wall insulation', 'cost_min': 500, 'cost_max': 1500, 'typical_saving': 272, 'energy_rating': 'D 55', 'env_rating': 'E 42', 'green_deal': 'Y'}, {'description': 'Low energy lighting for all fixed outlets', 'cost_min': None, 'cost_max': None, 'typical_saving': 73, 'energy_rating': 'D 61', 'env_rating': 'E 48', 'green_deal': 'N'}, {'description': 'Upgrade heating controls', 'cost_min': 350, 'cost_max': 450, 'typical_saving': 142, 'energy_rating': 'D 65', 'env_rating': 'E 52', 'green_deal': 'Y'}, {'description': 'Solar water heating', 'cost_min': 4000, 'cost_max': 6000, 'typical_saving': 172, 'energy_rating': 'C 70', 'env_rating': 'D 58', 'green_deal': 'Y'}, {'description': None, 'cost_min': None, 'cost_max': None, 'typical_saving': None, 'energy_rating': None, 'env_rating': None, 'green_deal': None}] | [{'description': 'Cavity wall, as built, no insulation (assumed)', 'energy_rating': 'Poor', 'env_rating': 'Poor'}] | [{'description': 'Pitched, no insulation', 'energy_rating': 'Very Poor', 'env_rating': 'Very Poor'}, {'description': 'Roof room(s), limited insulation (assumed)', 'energy_rating': 'Poor', 'env_rating': 'Poor'}] | [{'description': 'Suspended, no insulation (assumed)', 'energy_rating': 'N/A', 'env_rating': 'N/A'}] | [{'description': 'Description: Fully double glazed', 'energy_rating': 'Average', 'env_rating': 'Average'}] | [{'description': 'Boiler and radiators, oil', 'energy_rating': 'Average', 'env_rating': 'Good'}] | [{'description': 'Programmer, no room thermostat', 'energy_rating': 'Very Poor', 'env_rating': 'Very Poor'}] | [{'description': 'Room heaters, coal', 'energy_rating': 'N/A', 'env_rating': 'N/A'}] | [{'description': 'From main system, no cylinder thermostat', 'energy_rating': 'Poor', 'env_rating': 'Poor'}] | [{'description': 'No low energy lighting', 'energy_rating': 'Very Poor', 'env_rating': 'Very Poor'}] | [] | 59 | 55 | 303 | 0.8301369863013699 | 5.1 | 0.255 | 1696 | TRUE | TRUE | TRUE | [{'description': 'Solar photovoltaic panels, 2.5 kWp', 'cost_min': 5000, 'cost_max': 8000, 'typical_saving': 248, 'energy_rating': 'C 78', 'env_rating': 'D 67', 'green_deal': 'Y'}, {'description': 'Floor insulation (suspended floor)', 'cost_min': 800, 'cost_max': 1200, 'typical_saving': 176, 'energy_rating': 'D 59', 'env_rating': 'E 47', 'green_deal': 'Y'}, {'description': 'Wind turbine', 'cost_min': 15000, 'cost_max': 25000, 'typical_saving': 552, 'energy_rating': 'B 90', 'env_rating': 'C 77', 'green_deal': 'Y'}, {'description': 'Increase loft insulation to 270\xa0mm', 'cost_min': 100, 'cost_max': 350, 'typical_saving': 117, 'energy_rating': 'F 33', 'env_rating': 'F 24', 'green_deal': 'Y'}, {'description': 'Replacement glazing units', 'cost_min': 1000, 'cost_max': 1400, 'typical_saving': 92, 'energy_rating': 'C 72', 'env_rating': 'D 61', 'green_deal': 'Y'}, {'description': 'Room-in-roof insulation', 'cost_min': 1500, 'cost_max': 2700, 'typical_saving': 652, 'energy_rating': 'E 48', 'env_rating': 'F 36', 'green_deal': 'Y'}, {'description': 'Cavity wall insulation', 'cost_min': 500, 'cost_max': 1500, 'typical_saving': 272, 'energy_rating': 'D 55', 'env_rating': 'E 42', 'green_deal': 'Y'}, {'description': 'Low energy lighting for all fixed outlets', 'cost_min': None, 'cost_max': None, 'typical_saving': 73, 'energy_rating': 'D 61', 'env_rating': 'E 48', 'green_deal': 'N'}, {'description': 'Upgrade heating controls', 'cost_min': 350, 'cost_max': 450, 'typical_saving': 142, 'energy_rating': 'D 65', 'env_rating': 'E 52', 'green_deal': 'Y'}, {'description': 'Solar water heating', 'cost_min': 4000, 'cost_max': 6000, 'typical_saving': 172, 'energy_rating': 'C 70', 'env_rating': 'D 58', 'green_deal': 'Y'}, {'description': None, 'cost_min': None, 'cost_max': None, 'typical_saving': None, 'energy_rating': None, 'env_rating': None, 'green_deal': None}] | 28250 | 46600 | 37425 | 31.881720430107528 | 1696 | -10979.5934 | 0.022761 | [{'description': 'Solar photovoltaic panels, 2.5 kWp', 'cost_min': 5000, 'cost_max': 8000, 'typical_saving': 248, 'energy_rating': 'C 78', 'env_rating': 'D 67', 'green_deal': 'Y'}, {'description': 'Floor insulation (suspended floor)', 'cost_min': 800, 'cost_max': 1200, 'typical_saving': 176, 'energy_rating': 'D 59', 'env_rating': 'E 47', 'green_deal': 'Y'}, {'description': 'Wind turbine', 'cost_min': 15000, 'cost_max': 25000, 'typical_saving': 552, 'energy_rating': 'B 90', 'env_rating': 'C 77', 'green_deal': 'Y'}, {'description': 'Increase loft insulation to 270\xa0mm', 'cost_min': 100, 'cost_max': 350, 'typical_saving': 117, 'energy_rating': 'F 33', 'env_rating': 'F 24', 'green_deal': 'Y'}, {'description': 'Replacement glazing units', 'cost_min': 1000, 'cost_max': 1400, 'typical_saving': 92, 'energy_rating': 'C 72', 'env_rating': 'D 61', 'green_deal': 'Y'}, {'description': 'Room-in-roof insulation', 'cost_min': 1500, 'cost_max': 2700, 'typical_saving': 652, 'energy_rating': 'E 48', 'env_rating': 'F 36', 'green_deal': 'Y'}, {'description': 'Cavity wall insulation', 'cost_min': 500, 'cost_max': 1500, 'typical_saving': 272, 'energy_rating': 'D 55', 'env_rating': 'E 42', 'green_deal': 'Y'}, {'description': 'Low energy lighting for all fixed outlets', 'cost_min': None, 'cost_max': None, 'typical_saving': 73, 'energy_rating': 'D 61', 'env_rating': 'E 48', 'green_deal': 'N'}, {'description': 'Upgrade heating controls', 'cost_min': 350, 'cost_max': 450, 'typical_saving': 142, 'energy_rating': 'D 65', 'env_rating': 'E 52', 'green_deal': 'Y'}, {'description': 'Solar water heating', 'cost_min': 4000, 'cost_max': 6000, 'typical_saving': 172, 'energy_rating': 'C 70', 'env_rating': 'D 58', 'green_deal': 'Y'}] | [{'description': 'Solar photovoltaic panels, 2.5 kWp', 'capex_mid': np.float64(6500.0), 'lifetime': np.int64(30), 'annual_cashflow': 248, 'npv': np.float64(-2687.632145333058), 'irr': 0.008945435035706772}, {'description': 'Floor insulation (suspended floor)', 'capex_mid': np.float64(1000.0), 'lifetime': np.int64(50), 'annual_cashflow': 176, 'npv': np.float64(2213.0428810572184), 'irr': 0.17594677331380382}, {'description': 'Wind turbine', 'capex_mid': np.float64(20000.0), 'lifetime': np.int64(30), 'annual_cashflow': 552, 'npv': np.float64(-11514.40703316068), 'irr': -0.011768766977303002}, {'description': 'Increase loft insulation to 270\xa0mm', 'capex_mid': np.float64(225.0), 'lifetime': 15, 'annual_cashflow': 117, 'npv': np.float64(989.419990467129), 'irr': 0.51901697643103}, {'description': 'Replacement glazing units', 'capex_mid': np.float64(1200.0), 'lifetime': np.int64(25), 'annual_cashflow': 92, 'npv': np.float64(96.64290007611673), 'irr': 0.05789192048583125}, {'description': 'Room-in-roof insulation', 'capex_mid': np.float64(2100.0), 'lifetime': np.int64(50), 'annual_cashflow': 652, 'npv': np.float64(9802.86340028015), 'irr': 0.3104757730511698}, {'description': 'Cavity wall insulation', 'capex_mid': np.float64(1000.0), 'lifetime': np.int64(50), 'annual_cashflow': 272, 'npv': np.float64(3965.611725270246), 'irr': 0.27199837728952136}, {'description': 'Low energy lighting for all fixed outlets', 'capex_mid': nan, 'lifetime': np.int64(20), 'annual_cashflow': 73, 'npv': nan, 'irr': nan}, {'description': 'Upgrade heating controls', 'capex_mid': np.float64(400.0), 'lifetime': np.int64(15), 'annual_cashflow': 142, 'npv': np.float64(1073.9114414216438), 'irr': 0.35111076636667726}, {'description': 'Solar water heating', 'capex_mid': np.float64(5000.0), 'lifetime': np.int64(30), 'annual_cashflow': 172, 'npv': np.float64(-2355.9384233761543), 'irr': 0.002044337976681909}] | 22.066627358490567 | 123.51485148514853 | 7338235.294117648 | TRUE | FALSE | 1 | 4.2781 | 0.0053476 | 0.53476 | FALSE | FALSE |  | Unknown | boiler with radiators or underfloor heating | oil | boiler with radiators or underfloor heating ¦ oil | TRUE | 0.8428571428571429 | 0.85938 | 0.30443 | 0.1874018436326391 | 0.6998338318378198 | 0.6741983665640714 | 2 | 93.5 | Detached_2F | 11.84271928232701 | 7.895146188218007 | 8.747573094109004 | E | 5.08 | 39.475730941090035 | 200.53671318073737 | 30.5013 | 30.5013 | 0.1520983340966107 | 4.357328571428572 | 1.7043725280248196 | 2.5565587920372295 | boiler_radiators_oil_average_room_heaters_coal | [{'main_heat': 'boiler_radiators_oil', 'main_energy': 'average', 'secondary_heat': 'room_heaters_coal'}] | Cavity wall, as built, no insulation (assumed) | Pitched, no insulation | Fully double glazed | cavity_as_built_bands_A_to_E | uninsulated_roof | dbl_glz_pre_2003
1001829074 | 122009872 | 27 CULCREUCH AVENUE | FINTRY | GLASGOW | G63 0YB | 56.0556 | -4.2233 | 2016-10-31 | RdSAP, existing dwelling | 2016-11-03 | 223 | 77 | 3771 | 546 | 47 | E | 66 | D | 64 | D | 79 | C | 48 | Description: Floor insulation (solid floor); Indicative Cost: ¬£4,000 - ¬£6,000; Typical Saving: 94; Energy Rating after improvement: E 51; Environmental Rating after improvement: D 66; Green Deal Eligible: Y ¦ Description: Solar photovoltaic panels, 2.5 kWp; Indicative Cost: ¬£5,000 - ¬£8,000; Typical Saving: 262; Energy Rating after improvement: D 66; Environmental Rating after improvement: C 79; Green Deal Eligible: Y ¦ Description: Solar water heating; Indicative Cost: ¬£4,000 - ¬£6,000; Typical Saving: 63; Energy Rating after improvement: E 54; Environmental Rating after improvement: C 69; Green Deal Eligible: Y ¦ Description: High performance external doors; Indicative Cost: ¬£1,000; Typical Saving: 24; Energy Rating after improvement: D 55; Environmental Rating after improvement: C 69; Green Deal Eligible: Y ¦ | Cavity wall, filled cavity | Good | Good | Pitched, no insulation (assumed) ¦ Roof room(s), insulated (assumed) | Very Poor ¦ Good | Very Poor ¦ Good | Solid, no insulation (assumed) | N/A | N/A | Description: Fully double glazed | Good | Good | Boiler and radiators, LPG | Poor | Good | Programmer, room thermostat and TRVs | Good | Good | None | N/A | N/A | From main system | Poor | Good | Low energy lighting in all fixed outlets | Very Good | Very Good |  |  |  | 3.7 | 1.4 | 3054 | 2697 | 543 | 354 | 174 | 174 |  |  | 11091 | 2085 | 0 | 0 | 0 |  | 1950-1964 | 2.52 | S01006074 (Strathendrick) | 126 | 0 | 17 | 17 | 100 |  |  | 1 | 3 |  | 3 | Stirling |  | boiler with radiators or underfloor heating | lpg | 2106 | natural | dual | 100 | double glazing installed during or after 2002 | 0 | Array: Roof Area: 0%; Connection: not applicable (FGHRS or no PV); ¦ | FALSE | rented (private) | rental |  | 00RGMB | Forth and Endrick | 0 | Semi-Detached | Bungalow | S01013015 (Kippen and Fintry - 01) | 2016-11-03 20:48 | 4016-7220-0109-0959-8972 | 27 CULCREUCH AVENUE ¦ G63 0YB | [{'description': 'Floor insulation (solid floor)', 'cost_min': 4000, 'cost_max': 6000, 'typical_saving': 94, 'energy_rating': 'E 51', 'env_rating': 'D 66', 'green_deal': 'Y'}, {'description': 'Solar photovoltaic panels, 2.5 kWp', 'cost_min': 5000, 'cost_max': 8000, 'typical_saving': 262, 'energy_rating': 'D 66', 'env_rating': 'C 79', 'green_deal': 'Y'}, {'description': 'Solar water heating', 'cost_min': 4000, 'cost_max': 6000, 'typical_saving': 63, 'energy_rating': 'E 54', 'env_rating': 'C 69', 'green_deal': 'Y'}, {'description': 'High performance external doors', 'cost_min': None, 'cost_max': None, 'typical_saving': 24, 'energy_rating': 'D 55', 'env_rating': 'C 69', 'green_deal': 'Y'}, {'description': None, 'cost_min': None, 'cost_max': None, 'typical_saving': None, 'energy_rating': None, 'env_rating': None, 'green_deal': None}] | [{'description': 'Cavity wall, filled cavity', 'energy_rating': 'Good', 'env_rating': 'Good'}] | [{'description': 'Pitched, no insulation (assumed)', 'energy_rating': 'Very Poor', 'env_rating': 'Very Poor'}, {'description': 'Roof room(s), insulated (assumed)', 'energy_rating': 'Good', 'env_rating': 'Good'}] | [{'description': 'Solid, no insulation (assumed)', 'energy_rating': 'N/A', 'env_rating': 'N/A'}] | [{'description': 'Description: Fully double glazed', 'energy_rating': 'Good', 'env_rating': 'Good'}] | [{'description': 'Boiler and radiators, LPG', 'energy_rating': 'Poor', 'env_rating': 'Good'}] | [{'description': 'Programmer, room thermostat and TRVs', 'energy_rating': 'Good', 'env_rating': 'Good'}] | [{'description': 'None', 'energy_rating': 'N/A', 'env_rating': 'N/A'}] | [{'description': 'From main system', 'energy_rating': 'Poor', 'env_rating': 'Good'}] | [{'description': 'Low energy lighting in all fixed outlets', 'energy_rating': 'Very Good', 'env_rating': 'Very Good'}] | [] | 19 | 15 | 97 | 0.4349775784753363 | 2.3000000000000003 | 0.6216216216216217 | 182 | TRUE | TRUE | TRUE | [{'description': 'Floor insulation (solid floor)', 'cost_min': 4000, 'cost_max': 6000, 'typical_saving': 94, 'energy_rating': 'E 51', 'env_rating': 'D 66', 'green_deal': 'Y'}, {'description': 'Solar photovoltaic panels, 2.5 kWp', 'cost_min': 5000, 'cost_max': 8000, 'typical_saving': 262, 'energy_rating': 'D 66', 'env_rating': 'C 79', 'green_deal': 'Y'}, {'description': 'Solar water heating', 'cost_min': 4000, 'cost_max': 6000, 'typical_saving': 63, 'energy_rating': 'E 54', 'env_rating': 'C 69', 'green_deal': 'Y'}, {'description': 'High performance external doors', 'cost_min': None, 'cost_max': None, 'typical_saving': 24, 'energy_rating': 'D 55', 'env_rating': 'C 69', 'green_deal': 'Y'}, {'description': None, 'cost_min': None, 'cost_max': None, 'typical_saving': None, 'energy_rating': None, 'env_rating': None, 'green_deal': None}] | 13000 | 20000 | 16500 | 36.06060606060606 | 182 | -13488.473 | -0.043346 | [{'description': 'Floor insulation (solid floor)', 'cost_min': 4000, 'cost_max': 6000, 'typical_saving': 94, 'energy_rating': 'E 51', 'env_rating': 'D 66', 'green_deal': 'Y'}, {'description': 'Solar photovoltaic panels, 2.5 kWp', 'cost_min': 5000, 'cost_max': 8000, 'typical_saving': 262, 'energy_rating': 'D 66', 'env_rating': 'C 79', 'green_deal': 'Y'}, {'description': 'Solar water heating', 'cost_min': 4000, 'cost_max': 6000, 'typical_saving': 63, 'energy_rating': 'E 54', 'env_rating': 'C 69', 'green_deal': 'Y'}, {'description': 'High performance external doors', 'cost_min': None, 'cost_max': None, 'typical_saving': 24, 'energy_rating': 'D 55', 'env_rating': 'C 69', 'green_deal': 'Y'}] | [{'description': 'Floor insulation (solid floor)', 'capex_mid': np.float64(5000.0), 'lifetime': np.int64(50), 'annual_cashflow': 94, 'npv': np.float64(-3283.9430067080757), 'irr': -0.002400027461890719}, {'description': 'Solar photovoltaic panels, 2.5 kWp', 'capex_mid': np.float64(6500.0), 'lifetime': np.int64(30), 'annual_cashflow': 262, 'npv': np.float64(-2472.4178309566987), 'irr': 0.012723142602449222}, {'description': 'Solar water heating', 'capex_mid': np.float64(5000.0), 'lifetime': np.int64(30), 'annual_cashflow': 63, 'npv': np.float64(-4031.535585306382), 'irr': -0.05397762538807249}, {'description': 'High performance external doors', 'capex_mid': nan, 'lifetime': np.int64(30), 'annual_cashflow': 24, 'npv': nan, 'irr': nan}] | 90.65934065934066 | 170.10309278350516 | 7173913.043 | TRUE | FALSE | 1 | 3.896103896103896 | 0.012987 | 1.2987012987012987 | FALSE | FALSE |  | Unknown | boiler with radiators or underfloor heating | lpg | boiler with radiators or underfloor heating ¦ lpg | TRUE | 0.2714285714285714 | 0.23438 | 0.2710766629169242 | 0.2580874511198009 | 0.6990911323999016 | 0.3224255252482192 | 2 | 38.5 | SemiDetached_2F | 6.2048368229954285 | 6.2048368229954285 | 7.902418411497714 | D | 5.04 | 18.614510468986285 | 93.81713276369088 | 15.4788 | 15.4788 | 0.1649890541740219 | 2.211257142857143 | 1.2141546147717055 | 1.8212319221575584 | boiler_radiators_lpg_poor_none | [{'main_heat': 'boiler_radiators_lpg', 'main_energy': 'poor', 'secondary_heat': 'none'}] | Cavity wall, filled cavity | Pitched, no insulation (assumed) | Fully double glazed | cavity_filled_bands_A_to_E | uninsulated_roof | dbl_glz_pre_2003
1001829065 | 122009932 | 17 CULCREUCH AVENUE | FINTRY | GLASGOW | G63 0YB | 56.0558 | -4.2235 | 2016-10-05 | RdSAP, existing dwelling | 2016-10-06 | 556 | 50 | 2739 | 507 | 60 | D | 81 | B | 43 | E | 66 | D | 95 | Description: Low energy lighting for all fixed outlets; Indicative Cost: ¬£15; Typical Saving: 11; Energy Rating after improvement: D 62; Environmental Rating after improvement: E 46; Green Deal Eligible: N ¦ Description: Solar water heating; Indicative Cost: ¬£4,000 - ¬£6,000; Typical Saving: 87; Energy Rating after improvement: D 66; Environmental Rating after improvement: E 52; Green Deal Eligible: Y ¦ Description: Solar photovoltaic panels, 2.5 kWp; Indicative Cost: ¬£5,000 - ¬£8,000; Typical Saving: 248; Energy Rating after improvement: B 81; Environmental Rating after improvement: D 66; Green Deal Eligible: Y ¦ Description: Increase hot water cylinder insulation; Indicative Cost: ¬£15 - ¬£30; Typical Saving: 42; Energy Rating after improvement: D 62; Environmental Rating after improvement: E 46; Green Deal Eligible: Y ¦ Description: High performance external doors; Indicative Cost: ¬£1,000; Typical Saving: 30; Energy Rating after improvement: D 67; Environmental Rating after improvement: E 54; Green Deal Eligible: Y ¦ | Cavity wall, filled cavity | Good | Good | Pitched, 350 mm loft insulation | Very Good | Very Good | Suspended, insulated | N/A | N/A | Description: Fully double glazed | Good | Good | Boiler and radiators, electric | Average | Very Poor | Programmer, TRVs and bypass | Average | Average | Room heaters, dual fuel (mineral and wood) | N/A | N/A | From main system | Average | Poor | Low energy lighting in 57% of fixed outlets | Good | Good |  |  |  | 4.7 | 1.7 | 1707 | 1725 | 879 | 399 | 153 | 108 |  |  | 5627 | 3187 | 0 | 0 | 0 |  | 1950-1964 | 2.45 | S01006074 (Strathendrick) | 346 | 0 | 7 | 4 | 57 |  |  | 2 | 2 |  | 2 | Stirling |  | boiler with radiators or underfloor heating | electricity | 2107 | natural | dual (24 hour) | 100 | double glazing installed during or after 2002 | 0 | Array: Roof Area: 0%; Connection: not applicable (FGHRS or no PV); ¦ | FALSE | owner-occupied | marketed sale |  | 00RGMB | Forth and Endrick | 0 | Semi-Detached | Bungalow | S01013015 (Kippen and Fintry - 01) | 2016-10-06 09:01 | 9100-2595-6100-9206-5875 | 17 CULCREUCH AVENUE ¦ G63 0YB | [{'description': 'Low energy lighting for all fixed outlets', 'cost_min': None, 'cost_max': None, 'typical_saving': 11, 'energy_rating': 'D 62', 'env_rating': 'E 46', 'green_deal': 'N'}, {'description': 'Solar water heating', 'cost_min': 4000, 'cost_max': 6000, 'typical_saving': 87, 'energy_rating': 'D 66', 'env_rating': 'E 52', 'green_deal': 'Y'}, {'description': 'Solar photovoltaic panels, 2.5 kWp', 'cost_min': 5000, 'cost_max': 8000, 'typical_saving': 248, 'energy_rating': 'B 81', 'env_rating': 'D 66', 'green_deal': 'Y'}, {'description': 'Increase hot water cylinder insulation', 'cost_min': 15, 'cost_max': 30, 'typical_saving': 42, 'energy_rating': 'D 62', 'env_rating': 'E 46', 'green_deal': 'Y'}, {'description': 'High performance external doors', 'cost_min': None, 'cost_max': None, 'typical_saving': 30, 'energy_rating': 'D 67', 'env_rating': 'E 54', 'green_deal': 'Y'}, {'description': None, 'cost_min': None, 'cost_max': None, 'typical_saving': None, 'energy_rating': None, 'env_rating': None, 'green_deal': None}] | [{'description': 'Cavity wall, filled cavity', 'energy_rating': 'Good', 'env_rating': 'Good'}] | [{'description': 'Pitched, 350 mm loft insulation', 'energy_rating': 'Very Good', 'env_rating': 'Very Good'}] | [{'description': 'Suspended, insulated', 'energy_rating': 'N/A', 'env_rating': 'N/A'}] | [{'description': 'Description: Fully double glazed', 'energy_rating': 'Good', 'env_rating': 'Good'}] | [{'description': 'Boiler and radiators, electric', 'energy_rating': 'Average', 'env_rating': 'Very Poor'}] | [{'description': 'Programmer, TRVs and bypass', 'energy_rating': 'Average', 'env_rating': 'Average'}] | [{'description': 'Room heaters, dual fuel (mineral and wood)', 'energy_rating': 'N/A', 'env_rating': 'N/A'}] | [{'description': 'From main system', 'energy_rating': 'Average', 'env_rating': 'Poor'}] | [{'description': 'Low energy lighting in 57% of fixed outlets', 'energy_rating': 'Good', 'env_rating': 'Good'}] | [] | 21 | 23 | 210 | 0.3776978417266187 | 3 | 0.6382978723404255 | 169 | TRUE | TRUE | TRUE | [{'description': 'Low energy lighting for all fixed outlets', 'cost_min': None, 'cost_max': None, 'typical_saving': 11, 'energy_rating': 'D 62', 'env_rating': 'E 46', 'green_deal': 'N'}, {'description': 'Solar water heating', 'cost_min': 4000, 'cost_max': 6000, 'typical_saving': 87, 'energy_rating': 'D 66', 'env_rating': 'E 52', 'green_deal': 'Y'}, {'description': 'Solar photovoltaic panels, 2.5 kWp', 'cost_min': 5000, 'cost_max': 8000, 'typical_saving': 248, 'energy_rating': 'B 81', 'env_rating': 'D 66', 'green_deal': 'Y'}, {'description': 'Increase hot water cylinder insulation', 'cost_min': 15, 'cost_max': 30, 'typical_saving': 42, 'energy_rating': 'D 62', 'env_rating': 'E 46', 'green_deal': 'Y'}, {'description': 'High performance external doors', 'cost_min': None, 'cost_max': None, 'typical_saving': 30, 'energy_rating': 'D 67', 'env_rating': 'E 54', 'green_deal': 'Y'}, {'description': None, 'cost_min': None, 'cost_max': None, 'typical_saving': None, 'energy_rating': None, 'env_rating': None, 'green_deal': None}] | 9015 | 14030 | 11522.5 | 30 | 169 | -8924.5558 | -0.046469 | [{'description': 'Low energy lighting for all fixed outlets', 'cost_min': None, 'cost_max': None, 'typical_saving': 11, 'energy_rating': 'D 62', 'env_rating': 'E 46', 'green_deal': 'N'}, {'description': 'Solar water heating', 'cost_min': 4000, 'cost_max': 6000, 'typical_saving': 87, 'energy_rating': 'D 66', 'env_rating': 'E 52', 'green_deal': 'Y'}, {'description': 'Solar photovoltaic panels, 2.5 kWp', 'cost_min': 5000, 'cost_max': 8000, 'typical_saving': 248, 'energy_rating': 'B 81', 'env_rating': 'D 66', 'green_deal': 'Y'}, {'description': 'Increase hot water cylinder insulation', 'cost_min': 15, 'cost_max': 30, 'typical_saving': 42, 'energy_rating': 'D 62', 'env_rating': 'E 46', 'green_deal': 'Y'}, {'description': 'High performance external doors', 'cost_min': None, 'cost_max': None, 'typical_saving': 30, 'energy_rating': 'D 67', 'env_rating': 'E 54', 'green_deal': 'Y'}] | [{'description': 'Low energy lighting for all fixed outlets', 'capex_mid': nan, 'lifetime': np.int64(20), 'annual_cashflow': 11, 'npv': nan, 'irr': nan}, {'description': 'Solar water heating', 'capex_mid': np.float64(5000.0), 'lifetime': np.int64(30), 'annual_cashflow': 87, 'npv': np.float64(-3662.5967606611944), 'irr': -0.03768531241334416}, {'description': 'Solar photovoltaic panels, 2.5 kWp', 'capex_mid': np.float64(6500.0), 'lifetime': np.int64(30), 'annual_cashflow': 248, 'npv': np.float64(-2687.632145333058), 'irr': 0.008945435035706772}, {'description': 'Increase hot water cylinder insulation', 'capex_mid': np.float64(22.5), 'lifetime': np.int64(30), 'annual_cashflow': 42, 'npv': np.float64(623.1429431290787), 'irr': 1.8666666666666267}, {'description': 'High performance external doors', 'capex_mid': nan, 'lifetime': np.int64(30), 'annual_cashflow': 30, 'npv': nan, 'irr': nan}] | 68.18047337278107 | 54.86904761904762 | 3840833.333333333 | TRUE | FALSE | 1 | 4 | 0.04 | 4 | FALSE | FALSE |  | Unknown | boiler with radiators or underfloor heating | electricity | boiler with radiators or underfloor heating ¦ electricity | TRUE | 0.3 | 0.35938 | 0.3317566830365834 | 0.08325 | 0.6840263653483991 | 0.3460795615295635 | 2 | 25 | SemiDetached_2F | 5 | 5 | 7.3 | D | 4.9 | 15 | 73.5 | 11.985 | 14.382 | 0.1956734693877551 | 2.0545714285714287 | 1.170347933613883 | 1.7555219004208245 | boiler_radiators_electric_average_room_heaters_dual_fuel | [{'main_heat': 'boiler_radiators_electric', 'main_energy': 'average', 'secondary_heat': 'room_heaters_dual_fuel'}] | Cavity wall, filled cavity | Pitched, 350 mm loft insulation | Fully double glazed | cavity_filled_bands_A_to_E | insulated_roof_350mm | dbl_glz_pre_2003
1001063643 | 122009826 | 29 MAIN STREET | FINTRY | GLASGOW | G63 0XA | 56.0529 | -4.2232 | 2016-09-08 | RdSAP, existing dwelling | 2016-09-09 | 352 | 63 | 2145 | 0 | 70 | C | 70 | C | 59 | D | 59 | D | 60 |  | Cavity wall, as built, no insulation (assumed) ¦ Cavity wall, filled cavity | Average ¦ Good | Average ¦ Good | Pitched, 300 mm loft insulation | Very Good | Very Good | (another dwelling below) | N/A | N/A | Description: Fully double glazed | Average | Average | Electric storage heaters | Average | Poor | Controls for high heat retention storage heaters | Good | Good | Room heaters, electric | N/A | N/A | Electric immersion, off-peak | Very Poor | Poor | Low energy lighting in all fixed outlets | Very Good | Very Good |  |  |  | 3.7 | 0 | 1254 | 1254 | 741 | 741 | 150 | 150 |  |  | 5089 | 1826 | 0 | 228 | 0 |  | 1930-1949 | 2.43 | S01006074 (Strathendrick) | 352 | 0 | 7 | 7 | 100 | top floor | 1 | 1 | 2 | unheated corridor | 2 | Stirling |  | electric storage heaters | electricity | 2404 | natural | dual | 100 | double glazing installed before 2002 | 0 | Array: Roof Area: 0%; Connection: not applicable (FGHRS or no PV); ¦ | FALSE | rented (social) | rental | 3.5 | 00RGMB | Forth and Endrick | 0 | End-Terrace | Flat | S01013015 (Kippen and Fintry - 01) | 2016-09-09 08:31 | 0160-2338-4110-9606-3085 | 29 MAIN STREET ¦ G63 0XA | [] | [{'description': 'Cavity wall, as built, no insulation (assumed)', 'energy_rating': 'Average', 'env_rating': 'Average'}, {'description': 'Cavity wall, filled cavity', 'energy_rating': 'Good', 'env_rating': 'Good'}] | [{'description': 'Pitched, 300 mm loft insulation', 'energy_rating': 'Very Good', 'env_rating': 'Very Good'}] | [{'description': '(another dwelling below)', 'energy_rating': 'N/A', 'env_rating': 'N/A'}] | [{'description': 'Description: Fully double glazed', 'energy_rating': 'Average', 'env_rating': 'Average'}] | [{'description': 'Electric storage heaters', 'energy_rating': 'Average', 'env_rating': 'Poor'}] | [{'description': 'Controls for high heat retention storage heaters', 'energy_rating': 'Good', 'env_rating': 'Good'}] | [{'description': 'Room heaters, electric', 'energy_rating': 'N/A', 'env_rating': 'N/A'}] | [{'description': 'Electric immersion, off-peak', 'energy_rating': 'Very Poor', 'env_rating': 'Poor'}] | [{'description': 'Low energy lighting in all fixed outlets', 'energy_rating': 'Very Good', 'env_rating': 'Very Good'}] | [] | 0 | 0 | 0 | 0 | 3.7 | 1 | 0 | TRUE | FALSE | TRUE | [] |  |  |  | 15 | 0 | 0 |  | [] | [] |  | 0 | 0 | FALSE | FALSE | 1 | 3.1746031746031744 | 0.015873 | 1.5873015873015872 | TRUE | TRUE |  | Unknown | electric storage heaters | electricity | electric storage heaters ¦ electricity | TRUE | 0 | 0 | 0.45041 | 0 | 0.6666666666666665 | 0.1450414011561233 | 2 | 31.5 | EndTerrace_2F | 5.612486080160912 | 5.612486080160912 | 7.606243040080456 | C | 4.86 |  |  | 14.561 | 14.561 |  | 2.080142857142857 | 1.1776085532815668 | 1.7664128299223505 | electric_storage_heaters_average_room_heaters_electric | [{'main_heat': 'electric_storage_heaters', 'main_energy': 'average', 'secondary_heat': 'room_heaters_electric'}] | Cavity wall, as built, no insulation (assumed) | Pitched, 300 mm loft insulation | Fully double glazed | cavity_as_built_bands_A_to_E | insulated_roof_300mm | dbl_glz_pre_2003
1001063635 | 122009823 | 1 MAIN STREET | FINTRY | GLASGOW | G63 0XA | 56.0523 | -4.221 | 2016-04-19 | RdSAP, existing dwelling | 2016-04-19 | 334 | 114 | 5250 | 2541 | 41 | E | 78 | C | 39 | E | 74 | C | 79 | Description: Internal or external wall insulation; Indicative Cost: ¬£4,000 - ¬£14,000; Typical Saving: 487; Energy Rating after improvement: D 59; Environmental Rating after improvement: E 54; Green Deal Eligible: Y ¦ Description: Floor insulation (suspended floor); Indicative Cost: ¬£800 - ¬£1,200; Typical Saving: 91; Energy Rating after improvement: D 62; Environmental Rating after improvement: D 57; Green Deal Eligible: Y ¦ Description: Low energy lighting for all fixed outlets; Indicative Cost: ¬£55; Typical Saving: 34; Energy Rating after improvement: D 66; Environmental Rating after improvement: D 61; Green Deal Eligible: N ¦ Description: Replace boiler with new condensing boiler; Indicative Cost: ¬£2,200 - ¬£3,000; Typical Saving: 77; Energy Rating after improvement: D 68; Environmental Rating after improvement: D 64; Green Deal Eligible: Y ¦ Description: Draughtproofing; Indicative Cost: ¬£80 - ¬£120; Typical Saving: 75; Energy Rating after improvement: D 65; Environmental Rating after improvement: D 60; Green Deal Eligible: Y ¦ Description: Solar photovoltaic panels, 2.5 kWp; Indicative Cost: ¬£5,000 - ¬£8,000; Typical Saving: 246; Energy Rating after improvement: C 78; Environmental Rating after improvement: C 74; Green Deal Eligible: Y ¦ Description: Solar water heating; Indicative Cost: ¬£4,000 - ¬£6,000; Typical Saving: 43; Energy Rating after improvement: C 70; Environmental Rating after improvement: D 66; Green Deal Eligible: Y ¦ Description: Increase loft insulation to 270¬†mm; Indicative Cost: ¬£100 - ¬£350; Typical Saving: 40; Energy Rating after improvement: E 42; Environmental Rating after improvement: E 40; Green Deal Eligible: Y ¦ | Granite or whinstone, as built, no insulation (assumed) | Poor | Poor | Pitched, 100 mm loft insulation | Average | Average | Suspended, no insulation (assumed) | N/A | N/A | Description: Fully double glazed | Average | Average | Boiler and radiators, oil | Average | Average | Programmer, room thermostat and TRVs | Good | Good | Room heaters, wood logs | N/A | N/A | From main system | Poor | Average | Low energy lighting in 35% of fixed outlets | Average | Average |  |  |  | 9 | 5.2 | 4443 | 1971 | 471 | 534 | 336 | 204 | Description: Biomass boiler (Exempted Appliance if in Smoke Control Area) ¦ Description: Air or ground source heat pump ¦ | Description: Biomass secondary heating ¦ | 21643 | 2278 | 593 | 0 | 7293 |  | before 1919 | 2.68 | S01006074 (Strathendrick) | 128 | 0 | 17 | 6 | 35 |  |  | 1 | 7 |  | 7 | Stirling |  | boiler with radiators or underfloor heating | oil | 2106 | natural | Single | 100 | double glazing, unknown install date | 0 | Array: Roof Area: 0%; Connection: not applicable (FGHRS or no PV); ¦ | FALSE | owner-occupied | marketed sale |  | 00RGMB | Forth and Endrick | 0 | Detached | House | S01013015 (Kippen and Fintry - 01) | 2016-04-19 17:55 | 5116-3624-6100-0311-0992 | 1 MAIN STREET ¦ G63 0XA | [{'description': 'Internal or external wall insulation', 'cost_min': 4000, 'cost_max': 14000, 'typical_saving': 487, 'energy_rating': 'D 59', 'env_rating': 'E 54', 'green_deal': 'Y'}, {'description': 'Floor insulation (suspended floor)', 'cost_min': 800, 'cost_max': 1200, 'typical_saving': 91, 'energy_rating': 'D 62', 'env_rating': 'D 57', 'green_deal': 'Y'}, {'description': 'Low energy lighting for all fixed outlets', 'cost_min': None, 'cost_max': None, 'typical_saving': 34, 'energy_rating': 'D 66', 'env_rating': 'D 61', 'green_deal': 'N'}, {'description': 'Replace boiler with new condensing boiler', 'cost_min': 2200, 'cost_max': 3000, 'typical_saving': 77, 'energy_rating': 'D 68', 'env_rating': 'D 64', 'green_deal': 'Y'}, {'description': 'Draughtproofing', 'cost_min': 80, 'cost_max': 120, 'typical_saving': 75, 'energy_rating': 'D 65', 'env_rating': 'D 60', 'green_deal': 'Y'}, {'description': 'Solar photovoltaic panels, 2.5 kWp', 'cost_min': 5000, 'cost_max': 8000, 'typical_saving': 246, 'energy_rating': 'C 78', 'env_rating': 'C 74', 'green_deal': 'Y'}, {'description': 'Solar water heating', 'cost_min': 4000, 'cost_max': 6000, 'typical_saving': 43, 'energy_rating': 'C 70', 'env_rating': 'D 66', 'green_deal': 'Y'}, {'description': 'Increase loft insulation to 270\xa0mm', 'cost_min': 100, 'cost_max': 350, 'typical_saving': 40, 'energy_rating': 'E 42', 'env_rating': 'E 40', 'green_deal': 'Y'}, {'description': None, 'cost_min': None, 'cost_max': None, 'typical_saving': None, 'energy_rating': None, 'env_rating': None, 'green_deal': None}] | [{'description': 'Granite or whinstone, as built, no insulation (assumed)', 'energy_rating': 'Poor', 'env_rating': 'Poor'}] | [{'description': 'Pitched, 100 mm loft insulation', 'energy_rating': 'Average', 'env_rating': 'Average'}] | [{'description': 'Suspended, no insulation (assumed)', 'energy_rating': 'N/A', 'env_rating': 'N/A'}] | [{'description': 'Description: Fully double glazed', 'energy_rating': 'Average', 'env_rating': 'Average'}] | [{'description': 'Boiler and radiators, oil', 'energy_rating': 'Average', 'env_rating': 'Average'}] | [{'description': 'Programmer, room thermostat and TRVs', 'energy_rating': 'Good', 'env_rating': 'Good'}] | [{'description': 'Room heaters, wood logs', 'energy_rating': 'N/A', 'env_rating': 'N/A'}] | [{'description': 'From main system', 'energy_rating': 'Poor', 'env_rating': 'Average'}] | [{'description': 'Low energy lighting in 35% of fixed outlets', 'energy_rating': 'Average', 'env_rating': 'Average'}] | [] | 37 | 35 | 206 | 0.6167664670658682 | 3.8 | 0.4222222222222222 | 847 | TRUE | TRUE | TRUE | [{'description': 'Internal or external wall insulation', 'cost_min': 4000, 'cost_max': 14000, 'typical_saving': 487, 'energy_rating': 'D 59', 'env_rating': 'E 54', 'green_deal': 'Y'}, {'description': 'Floor insulation (suspended floor)', 'cost_min': 800, 'cost_max': 1200, 'typical_saving': 91, 'energy_rating': 'D 62', 'env_rating': 'D 57', 'green_deal': 'Y'}, {'description': 'Low energy lighting for all fixed outlets', 'cost_min': None, 'cost_max': None, 'typical_saving': 34, 'energy_rating': 'D 66', 'env_rating': 'D 61', 'green_deal': 'N'}, {'description': 'Replace boiler with new condensing boiler', 'cost_min': 2200, 'cost_max': 3000, 'typical_saving': 77, 'energy_rating': 'D 68', 'env_rating': 'D 64', 'green_deal': 'Y'}, {'description': 'Draughtproofing', 'cost_min': 80, 'cost_max': 120, 'typical_saving': 75, 'energy_rating': 'D 65', 'env_rating': 'D 60', 'green_deal': 'Y'}, {'description': 'Solar photovoltaic panels, 2.5 kWp', 'cost_min': 5000, 'cost_max': 8000, 'typical_saving': 246, 'energy_rating': 'C 78', 'env_rating': 'C 74', 'green_deal': 'Y'}, {'description': 'Solar water heating', 'cost_min': 4000, 'cost_max': 6000, 'typical_saving': 43, 'energy_rating': 'C 70', 'env_rating': 'D 66', 'green_deal': 'Y'}, {'description': 'Increase loft insulation to 270\xa0mm', 'cost_min': 100, 'cost_max': 350, 'typical_saving': 40, 'energy_rating': 'E 42', 'env_rating': 'E 40', 'green_deal': 'Y'}, {'description': None, 'cost_min': None, 'cost_max': None, 'typical_saving': None, 'energy_rating': None, 'env_rating': None, 'green_deal': None}] | 16180 | 32670 | 24425 | 36.77272727272727 | 847 | -10409.8166 | 0.012521 | [{'description': 'Internal or external wall insulation', 'cost_min': 4000, 'cost_max': 14000, 'typical_saving': 487, 'energy_rating': 'D 59', 'env_rating': 'E 54', 'green_deal': 'Y'}, {'description': 'Floor insulation (suspended floor)', 'cost_min': 800, 'cost_max': 1200, 'typical_saving': 91, 'energy_rating': 'D 62', 'env_rating': 'D 57', 'green_deal': 'Y'}, {'description': 'Low energy lighting for all fixed outlets', 'cost_min': None, 'cost_max': None, 'typical_saving': 34, 'energy_rating': 'D 66', 'env_rating': 'D 61', 'green_deal': 'N'}, {'description': 'Replace boiler with new condensing boiler', 'cost_min': 2200, 'cost_max': 3000, 'typical_saving': 77, 'energy_rating': 'D 68', 'env_rating': 'D 64', 'green_deal': 'Y'}, {'description': 'Draughtproofing', 'cost_min': 80, 'cost_max': 120, 'typical_saving': 75, 'energy_rating': 'D 65', 'env_rating': 'D 60', 'green_deal': 'Y'}, {'description': 'Solar photovoltaic panels, 2.5 kWp', 'cost_min': 5000, 'cost_max': 8000, 'typical_saving': 246, 'energy_rating': 'C 78', 'env_rating': 'C 74', 'green_deal': 'Y'}, {'description': 'Solar water heating', 'cost_min': 4000, 'cost_max': 6000, 'typical_saving': 43, 'energy_rating': 'C 70', 'env_rating': 'D 66', 'green_deal': 'Y'}, {'description': 'Increase loft insulation to 270\xa0mm', 'cost_min': 100, 'cost_max': 350, 'typical_saving': 40, 'energy_rating': 'E 42', 'env_rating': 'E 40', 'green_deal': 'Y'}] | [{'description': 'Internal or external wall insulation', 'capex_mid': np.float64(9000.0), 'lifetime': np.int64(50), 'annual_cashflow': 487, 'npv': np.float64(-109.36430071099412), 'irr': 0.04921190124460928}, {'description': 'Floor insulation (suspended floor)', 'capex_mid': np.float64(1000.0), 'lifetime': np.int64(50), 'annual_cashflow': 91, 'npv': np.float64(661.2892169102662), 'irr': 0.08976279232592854}, {'description': 'Low energy lighting for all fixed outlets', 'capex_mid': nan, 'lifetime': np.int64(20), 'annual_cashflow': 34, 'npv': nan, 'irr': nan}, {'description': 'Replace boiler with new condensing boiler', 'capex_mid': np.float64(2600.0), 'lifetime': np.int64(17), 'annual_cashflow': 77, 'npv': np.float64(-1731.8968989207208), 'irr': -0.06744220105433663}, {'description': 'Draughtproofing', 'capex_mid': np.float64(100.0), 'lifetime': np.int64(7), 'annual_cashflow': 75, 'npv': np.float64(333.9780048048176), 'irr': 0.7340943195072003}, {'description': 'Solar photovoltaic panels, 2.5 kWp', 'capex_mid': np.float64(6500.0), 'lifetime': np.int64(30), 'annual_cashflow': 246, 'npv': np.float64(-2718.377047386824), 'irr': 0.008395587262232773}, {'description': 'Solar water heating', 'capex_mid': np.float64(5000.0), 'lifetime': np.int64(30), 'annual_cashflow': 43, 'npv': np.float64(-4338.984605844039), 'irr': -0.07180052344954513}, {'description': 'Increase loft insulation to 270\xa0mm', 'capex_mid': np.float64(225.0), 'lifetime': 15, 'annual_cashflow': 40, 'npv': np.float64(190.18632152722358), 'irr': 0.1581175934685768}] | 28.8371 | 118.56796116504854 | 6427631.578947368 | TRUE | FALSE | 1 | 6.140350877192982 | 0.0087719 | 0.8771929824561403 | FALSE | FALSE |  | Unknown | boiler with radiators or underfloor heating | oil | boiler with radiators or underfloor heating ¦ oil | TRUE | 0.5285714285714286 | 0.54688 | 0.3120092483926637 | 0.1798962169400736 | 0.6957181088314004 | 0.4851770022764161 | 2 | 57 | Detached_2F | 9.246621004453464 | 6.164414002968976 | 7.882207001484488 | A | 5.36 | 30.822070014844883 | 165.2062952795686 | 20.783 | 20.783 | 0.1258002908716655 | 2.9690000000000003 | 1.4068878183186226 | 2.110331727477934 | boiler_radiators_oil_average_room_heaters_wood_logs | [{'main_heat': 'boiler_radiators_oil', 'main_energy': 'average', 'secondary_heat': 'room_heaters_wood_logs'}] | Granite or whinstone, as built, no insulation (assumed) | Pitched, 100 mm loft insulation | Fully double glazed | granite_whinstone_as_built_band_A | insulated_roof_100mm | dbl_glz_pre_2003
1001829066 | 122009865 | 18 CULCREUCH AVENUE | FINTRY | GLASGOW | G63 0YB | 56.0556 | -4.2238 | 2016-03-24 | RdSAP, existing dwelling | 2016-03-25 | 328 | 68 | 3102 | 1191 | 49 | E | 105 | A | 42 | E | 96 | A | 86 | Description: Floor insulation (suspended floor); Indicative Cost: ¬£800 - ¬£1,200; Typical Saving: 61; Energy Rating after improvement: D 63; Environmental Rating after improvement: D 56; Green Deal Eligible: Y ¦ Description: Upgrade heating controls; Indicative Cost: ¬£350 - ¬£450; Typical Saving: 37; Energy Rating after improvement: D 65; Environmental Rating after improvement: D 58; Green Deal Eligible: Y ¦ Description: Solar water heating; Indicative Cost: ¬£4,000 - ¬£6,000; Typical Saving: 39; Energy Rating after improvement: C 69; Environmental Rating after improvement: D 63; Green Deal Eligible: Y ¦ Description: Replace boiler with new condensing boiler; Indicative Cost: ¬£2,200 - ¬£3,000; Typical Saving: 38; Energy Rating after improvement: D 67; Environmental Rating after improvement: D 60; Green Deal Eligible: Y ¦ Description: Cavity wall insulation; Indicative Cost: ¬£500 - ¬£1,500; Typical Saving: 223; Energy Rating after improvement: D 60; Environmental Rating after improvement: E 52; Green Deal Eligible: Y ¦ Description: Solar photovoltaic panels, 2.5 kWp; Indicative Cost: ¬£5,000 - ¬£8,000; Typical Saving: 246; Energy Rating after improvement: B 81; Environmental Rating after improvement: C 74; Green Deal Eligible: Y ¦ Description: Wind turbine; Indicative Cost: ¬£15,000 - ¬£25,000; Typical Saving: 548; Energy Rating after improvement: A 105; Environmental Rating after improvement: A 96; Green Deal Eligible: Y ¦ | Cavity wall, as built, no insulation (assumed) | Poor | Poor | Pitched, 200 mm loft insulation | Good | Good | Suspended, no insulation (assumed) | N/A | N/A | Description: Fully double glazed | Average | Average | Boiler and radiators, oil | Average | Average | Programmer, TRVs and bypass | Average | Average | None | N/A | N/A | From main system | Average | Average | Low energy lighting in 88% of fixed outlets | Very Good | Very Good |  |  |  | 5.9 | 5.1 | 2334 | 1254 | 612 | 501 | 156 | 156 | Description: External insulation with cavity wall insulation ¦ Description: Biomass boiler (Exempted Appliance if in Smoke Control Area) ¦ Description: Air or ground source heat pump ¦ |  | 11380 | 3221 | 0 | 3461 | 0 |  | 1950-1964 | 2.4 | S01006074 (Strathendrick) | -33 | 0 | 8 | 7 | 88 |  |  | 1 | 4 |  | 4 | Stirling |  | boiler with radiators or underfloor heating | oil | 2107 | natural | Single | 100 | double glazing installed before 2002 | 0 | Array: Roof Area: 0%; Connection: not applicable (FGHRS or no PV); ¦ | FALSE | owner-occupied | marketed sale |  | 00RGMB | Forth and Endrick | 0 | End-Terrace | House | S01013015 (Kippen and Fintry - 01) | 2016-03-25 09:26 | 2346-1018-6207-0496-2900 | 18 CULCREUCH AVENUE ¦ G63 0YB | [{'description': 'Floor insulation (suspended floor)', 'cost_min': 800, 'cost_max': 1200, 'typical_saving': 61, 'energy_rating': 'D 63', 'env_rating': 'D 56', 'green_deal': 'Y'}, {'description': 'Upgrade heating controls', 'cost_min': 350, 'cost_max': 450, 'typical_saving': 37, 'energy_rating': 'D 65', 'env_rating': 'D 58', 'green_deal': 'Y'}, {'description': 'Solar water heating', 'cost_min': 4000, 'cost_max': 6000, 'typical_saving': 39, 'energy_rating': 'C 69', 'env_rating': 'D 63', 'green_deal': 'Y'}, {'description': 'Replace boiler with new condensing boiler', 'cost_min': 2200, 'cost_max': 3000, 'typical_saving': 38, 'energy_rating': 'D 67', 'env_rating': 'D 60', 'green_deal': 'Y'}, {'description': 'Cavity wall insulation', 'cost_min': 500, 'cost_max': 1500, 'typical_saving': 223, 'energy_rating': 'D 60', 'env_rating': 'E 52', 'green_deal': 'Y'}, {'description': 'Solar photovoltaic panels, 2.5 kWp', 'cost_min': 5000, 'cost_max': 8000, 'typical_saving': 246, 'energy_rating': 'B 81', 'env_rating': 'C 74', 'green_deal': 'Y'}, {'description': 'Wind turbine', 'cost_min': 15000, 'cost_max': 25000, 'typical_saving': 548, 'energy_rating': 'A 105', 'env_rating': 'A 96', 'green_deal': 'Y'}, {'description': None, 'cost_min': None, 'cost_max': None, 'typical_saving': None, 'energy_rating': None, 'env_rating': None, 'green_deal': None}] | [{'description': 'Cavity wall, as built, no insulation (assumed)', 'energy_rating': 'Poor', 'env_rating': 'Poor'}] | [{'description': 'Pitched, 200 mm loft insulation', 'energy_rating': 'Good', 'env_rating': 'Good'}] | [{'description': 'Suspended, no insulation (assumed)', 'energy_rating': 'N/A', 'env_rating': 'N/A'}] | [{'description': 'Description: Fully double glazed', 'energy_rating': 'Average', 'env_rating': 'Average'}] | [{'description': 'Boiler and radiators, oil', 'energy_rating': 'Average', 'env_rating': 'Average'}] | [{'description': 'Programmer, TRVs and bypass', 'energy_rating': 'Average', 'env_rating': 'Average'}] | [{'description': 'None', 'energy_rating': 'N/A', 'env_rating': 'N/A'}] | [{'description': 'From main system', 'energy_rating': 'Average', 'env_rating': 'Average'}] | [{'description': 'Low energy lighting in 88% of fixed outlets', 'energy_rating': 'Very Good', 'env_rating': 'Very Good'}] | [] | 56 | 54 | 361 | 1.100609756097561 | 0.8000000000000007 | 0.1355932203389831 | 397 | TRUE | TRUE | TRUE | [{'description': 'Floor insulation (suspended floor)', 'cost_min': 800, 'cost_max': 1200, 'typical_saving': 61, 'energy_rating': 'D 63', 'env_rating': 'D 56', 'green_deal': 'Y'}, {'description': 'Upgrade heating controls', 'cost_min': 350, 'cost_max': 450, 'typical_saving': 37, 'energy_rating': 'D 65', 'env_rating': 'D 58', 'green_deal': 'Y'}, {'description': 'Solar water heating', 'cost_min': 4000, 'cost_max': 6000, 'typical_saving': 39, 'energy_rating': 'C 69', 'env_rating': 'D 63', 'green_deal': 'Y'}, {'description': 'Replace boiler with new condensing boiler', 'cost_min': 2200, 'cost_max': 3000, 'typical_saving': 38, 'energy_rating': 'D 67', 'env_rating': 'D 60', 'green_deal': 'Y'}, {'description': 'Cavity wall insulation', 'cost_min': 500, 'cost_max': 1500, 'typical_saving': 223, 'energy_rating': 'D 60', 'env_rating': 'E 52', 'green_deal': 'Y'}, {'description': 'Solar photovoltaic panels, 2.5 kWp', 'cost_min': 5000, 'cost_max': 8000, 'typical_saving': 246, 'energy_rating': 'B 81', 'env_rating': 'C 74', 'green_deal': 'Y'}, {'description': 'Wind turbine', 'cost_min': 15000, 'cost_max': 25000, 'typical_saving': 548, 'energy_rating': 'A 105', 'env_rating': 'A 96', 'green_deal': 'Y'}, {'description': None, 'cost_min': None, 'cost_max': None, 'typical_saving': None, 'energy_rating': None, 'env_rating': None, 'green_deal': None}] | 27850 | 45150 | 36500 | 30.005479452054793 | 397 | -30397.1369 | -0.061007 | [{'description': 'Floor insulation (suspended floor)', 'cost_min': 800, 'cost_max': 1200, 'typical_saving': 61, 'energy_rating': 'D 63', 'env_rating': 'D 56', 'green_deal': 'Y'}, {'description': 'Upgrade heating controls', 'cost_min': 350, 'cost_max': 450, 'typical_saving': 37, 'energy_rating': 'D 65', 'env_rating': 'D 58', 'green_deal': 'Y'}, {'description': 'Solar water heating', 'cost_min': 4000, 'cost_max': 6000, 'typical_saving': 39, 'energy_rating': 'C 69', 'env_rating': 'D 63', 'green_deal': 'Y'}, {'description': 'Replace boiler with new condensing boiler', 'cost_min': 2200, 'cost_max': 3000, 'typical_saving': 38, 'energy_rating': 'D 67', 'env_rating': 'D 60', 'green_deal': 'Y'}, {'description': 'Cavity wall insulation', 'cost_min': 500, 'cost_max': 1500, 'typical_saving': 223, 'energy_rating': 'D 60', 'env_rating': 'E 52', 'green_deal': 'Y'}, {'description': 'Solar photovoltaic panels, 2.5 kWp', 'cost_min': 5000, 'cost_max': 8000, 'typical_saving': 246, 'energy_rating': 'B 81', 'env_rating': 'C 74', 'green_deal': 'Y'}, {'description': 'Wind turbine', 'cost_min': 15000, 'cost_max': 25000, 'typical_saving': 548, 'energy_rating': 'A 105', 'env_rating': 'A 96', 'green_deal': 'Y'}] | [{'description': 'Floor insulation (suspended floor)', 'capex_mid': np.float64(1000.0), 'lifetime': np.int64(50), 'annual_cashflow': 61, 'npv': np.float64(113.61145309369489), 'irr': 0.057224559084317894}, {'description': 'Upgrade heating controls', 'capex_mid': np.float64(400.0), 'lifetime': np.int64(15), 'annual_cashflow': 37, 'npv': np.float64(-15.952652587318198), 'irr': 0.04403953964694085}, {'description': 'Solar water heating', 'capex_mid': np.float64(5000.0), 'lifetime': np.int64(30), 'annual_cashflow': 39, 'npv': np.float64(-4400.47440995157), 'irr': -0.07614663942594313}, {'description': 'Replace boiler with new condensing boiler', 'capex_mid': np.float64(2600.0), 'lifetime': np.int64(17), 'annual_cashflow': 38, 'npv': np.float64(-2171.585482584252), 'irr': -0.12391895838296907}, {'description': 'Cavity wall insulation', 'capex_mid': np.float64(1000.0), 'lifetime': np.int64(50), 'annual_cashflow': 223, 'npv': np.float64(3071.071377703179), 'irr': 0.22299051252892732}, {'description': 'Solar photovoltaic panels, 2.5 kWp', 'capex_mid': np.float64(6500.0), 'lifetime': np.int64(30), 'annual_cashflow': 246, 'npv': np.float64(-2718.377047386824), 'irr': 0.008395587262232773}, {'description': 'Wind turbine', 'capex_mid': np.float64(20000.0), 'lifetime': np.int64(30), 'annual_cashflow': 548, 'npv': np.float64(-11575.89683726821), 'irr': -0.012206870429357308}] | 91.93954659949624 | 101.10803324099724 | 45624999.99999996 | TRUE | FALSE | 1 | 5.8824 | 0.014706 | 1.4705882352941175 | FALSE | FALSE |  | Unknown | boiler with radiators or underfloor heating | oil | boiler with radiators or underfloor heating ¦ oil | TRUE | 0.7999999999999999 | 0.84375 | 0.046266 | 0.1534052918139268 | 0.8728813559322031 | 0.6516945793094655 | 2 | 34 | EndTerrace_2F | 5.830951894845301 | 5.830951894845301 | 7.7155 | D | 4.8 |  |  | 14.3142 | 14.3142 |  | 2.0448857142857144 | 1.1675860323150251 | 1.7513790484725376 | boiler_radiators_oil_average_none | [{'main_heat': 'boiler_radiators_oil', 'main_energy': 'average', 'secondary_heat': 'none'}] | Cavity wall, as built, no insulation (assumed) | Pitched, 200 mm loft insulation | Fully double glazed | cavity_as_built_bands_A_to_E | insulated_roof_200mm | dbl_glz_pre_2003
1001829061 | 122009929 | 13 CULCREUCH AVENUE | FINTRY | GLASGOW | G63 0YB | 56.0562 | -4.2243 | 2016-01-19 | RdSAP, existing dwelling | 2016-01-22 | 202 | 84 | 3357 | 1002 | 69 | C | 105 | A | 57 | D | 95 | A | 59 | Description: Floor insulation (suspended floor); Indicative Cost: ¬£800 - ¬£1,200; Typical Saving: 84; Energy Rating after improvement: C 73; Environmental Rating after improvement: D 61; Green Deal Eligible: Y ¦ Description: Replace boiler with new condensing boiler; Indicative Cost: ¬£2,200 - ¬£3,000; Typical Saving: 193; Energy Rating after improvement: B 81; Environmental Rating after improvement: C 72; Green Deal Eligible: Y ¦ Description: Solar water heating; Indicative Cost: ¬£4,000 - ¬£6,000; Typical Saving: 58; Energy Rating after improvement: B 84; Environmental Rating after improvement: C 76; Green Deal Eligible: Y ¦ Description: Wind turbine; Indicative Cost: ¬£15,000 - ¬£25,000; Typical Saving: 548; Energy Rating after improvement: A 105; Environmental Rating after improvement: A 95; Green Deal Eligible: Y ¦ | Cavity wall, filled cavity | Good | Good | Pitched, 300 mm loft insulation | Very Good | Very Good | Suspended, no insulation (assumed) | N/A | N/A | Description: Fully double glazed | Average | Average | Boiler and radiators, oil | Poor | Average | Programmer, room thermostat and TRVs | Good | Good | Room heaters, dual fuel (mineral and wood) | N/A | N/A | From main system | Poor | Poor | Low energy lighting in all fixed outlets | Very Good | Very Good |  |  |  | 5 | 3.8 | 2538 | 1896 | 654 | 294 | 165 | 165 | Description: Biomass boiler (Exempted Appliance if in Smoke Control Area) ¦ Description: Air or ground source heat pump ¦ | Description: Solar photovoltaics ¦ | 10420 | 2822 | 0 | 0 | 0 |  | 1965-1975 | 2.59 | S01006074 (Strathendrick) | -15 | 0 | 6 | 6 | 100 |  |  | 1 | 4 |  | 4 | Stirling |  | boiler with radiators or underfloor heating | oil | 2106 | natural | Single | 100 | double glazing, unknown install date | 1 | Array: Peak Power: 3; Orientation: South; Pitch: 45 degrees; Overshading: none or very little; Connection: connected to dwelling‚Äôs electricity meter; ¦ | FALSE | owner-occupied | RHI application |  | 00RGMB | Forth and Endrick | 0 | Semi-Detached | House | S01013015 (Kippen and Fintry - 01) | 2016-01-22 10:20 |  | 13 CULCREUCH AVENUE ¦ G63 0YB | [{'description': 'Floor insulation (suspended floor)', 'cost_min': 800, 'cost_max': 1200, 'typical_saving': 84, 'energy_rating': 'C 73', 'env_rating': 'D 61', 'green_deal': 'Y'}, {'description': 'Replace boiler with new condensing boiler', 'cost_min': 2200, 'cost_max': 3000, 'typical_saving': 193, 'energy_rating': 'B 81', 'env_rating': 'C 72', 'green_deal': 'Y'}, {'description': 'Solar water heating', 'cost_min': 4000, 'cost_max': 6000, 'typical_saving': 58, 'energy_rating': 'B 84', 'env_rating': 'C 76', 'green_deal': 'Y'}, {'description': 'Wind turbine', 'cost_min': 15000, 'cost_max': 25000, 'typical_saving': 548, 'energy_rating': 'A 105', 'env_rating': 'A 95', 'green_deal': 'Y'}, {'description': None, 'cost_min': None, 'cost_max': None, 'typical_saving': None, 'energy_rating': None, 'env_rating': None, 'green_deal': None}] | [{'description': 'Cavity wall, filled cavity', 'energy_rating': 'Good', 'env_rating': 'Good'}] | [{'description': 'Pitched, 300 mm loft insulation', 'energy_rating': 'Very Good', 'env_rating': 'Very Good'}] | [{'description': 'Suspended, no insulation (assumed)', 'energy_rating': 'N/A', 'env_rating': 'N/A'}] | [{'description': 'Description: Fully double glazed', 'energy_rating': 'Average', 'env_rating': 'Average'}] | [{'description': 'Boiler and radiators, oil', 'energy_rating': 'Poor', 'env_rating': 'Average'}] | [{'description': 'Programmer, room thermostat and TRVs', 'energy_rating': 'Good', 'env_rating': 'Good'}] | [{'description': 'Room heaters, dual fuel (mineral and wood)', 'energy_rating': 'N/A', 'env_rating': 'N/A'}] | [{'description': 'From main system', 'energy_rating': 'Poor', 'env_rating': 'Poor'}] | [{'description': 'Low energy lighting in all fixed outlets', 'energy_rating': 'Very Good', 'env_rating': 'Very Good'}] | [] | 36 | 38 | 217 | 1.0742574257425743 | 1.2000000000000002 | 0.24 | 334 | TRUE | TRUE | TRUE | [{'description': 'Floor insulation (suspended floor)', 'cost_min': 800, 'cost_max': 1200, 'typical_saving': 84, 'energy_rating': 'C 73', 'env_rating': 'D 61', 'green_deal': 'Y'}, {'description': 'Replace boiler with new condensing boiler', 'cost_min': 2200, 'cost_max': 3000, 'typical_saving': 193, 'energy_rating': 'B 81', 'env_rating': 'C 72', 'green_deal': 'Y'}, {'description': 'Solar water heating', 'cost_min': 4000, 'cost_max': 6000, 'typical_saving': 58, 'energy_rating': 'B 84', 'env_rating': 'C 76', 'green_deal': 'Y'}, {'description': 'Wind turbine', 'cost_min': 15000, 'cost_max': 25000, 'typical_saving': 548, 'energy_rating': 'A 105', 'env_rating': 'A 95', 'green_deal': 'Y'}, {'description': None, 'cost_min': None, 'cost_max': None, 'typical_saving': None, 'energy_rating': None, 'env_rating': None, 'green_deal': None}] | 22000 | 35200 | 28600 | 29.517482517482517 | 334 | -23542.8814 | -0.061178 | [{'description': 'Floor insulation (suspended floor)', 'cost_min': 800, 'cost_max': 1200, 'typical_saving': 84, 'energy_rating': 'C 73', 'env_rating': 'D 61', 'green_deal': 'Y'}, {'description': 'Replace boiler with new condensing boiler', 'cost_min': 2200, 'cost_max': 3000, 'typical_saving': 193, 'energy_rating': 'B 81', 'env_rating': 'C 72', 'green_deal': 'Y'}, {'description': 'Solar water heating', 'cost_min': 4000, 'cost_max': 6000, 'typical_saving': 58, 'energy_rating': 'B 84', 'env_rating': 'C 76', 'green_deal': 'Y'}, {'description': 'Wind turbine', 'cost_min': 15000, 'cost_max': 25000, 'typical_saving': 548, 'energy_rating': 'A 105', 'env_rating': 'A 95', 'green_deal': 'Y'}] | [{'description': 'Floor insulation (suspended floor)', 'capex_mid': np.float64(1000.0), 'lifetime': np.int64(50), 'annual_cashflow': 84, 'npv': np.float64(533.4977386863995), 'irr': 0.0823969331526253}, {'description': 'Replace boiler with new condensing boiler', 'capex_mid': np.float64(2600.0), 'lifetime': np.int64(17), 'annual_cashflow': 193, 'npv': np.float64(-424.1052141779103), 'irr': 0.02716736060724645}, {'description': 'Solar water heating', 'capex_mid': np.float64(5000.0), 'lifetime': np.int64(30), 'annual_cashflow': 58, 'npv': np.float64(-4108.397840440794), 'irr': -0.05795761397325305}, {'description': 'Wind turbine', 'capex_mid': np.float64(20000.0), 'lifetime': np.int64(30), 'annual_cashflow': 548, 'npv': np.float64(-11575.89683726821), 'irr': -0.012206870429357308}] | 85.62874251497006 | 131.79723502304148 | 23833333.333333332 | TRUE | FALSE | 1 | 4.761904761904762 | 0.011905 | 1.1904761904761905 | FALSE | FALSE |  | Unknown | boiler with radiators or underfloor heating | oil | boiler with radiators or underfloor heating ¦ oil | TRUE | 0.5142857142857142 | 0.59375 | 0.1373972647762153 | 0.1999682186556491 | 0.77439 | 0.4923038656520786 | 2 | 42 | SemiDetached_2F | 6.4807 | 6.4807 | 8.0404 | E | 5.18 | 19.4422 | 100.7107 | 17.7396 | 17.7396 | 0.17614 | 2.5342285714285713 | 1.2998021827515578 | 1.9497032741273368 | boiler_radiators_oil_poor_room_heaters_dual_fuel | [{'main_heat': 'boiler_radiators_oil', 'main_energy': 'poor', 'secondary_heat': 'room_heaters_dual_fuel'}] | Cavity wall, filled cavity | Pitched, 300 mm loft insulation | Fully double glazed | cavity_filled_bands_A_to_E | insulated_roof_300mm | dbl_glz_pre_2003
1001627540 | 122047249 | 12 BALGAIR CASTLE CARAVAN | FINTRY | GLASGOW | G63 0LP | 56.0692 | -4.2445 | 2015-12-12 | RdSAP, existing dwelling | 2016-01-13 | 307 | 87 | 3780 | 519 | 56 | D | 61 | D | 80 | C | 82 | B | 24 | Description: Low energy lighting for all fixed outlets; Indicative Cost: ¬£25; Typical Saving: 26; Energy Rating after improvement: D 61; Environmental Rating after improvement: B 82; Green Deal Eligible: N ¦ Description: Internal or external wall insulation; Indicative Cost: ¬£4,000 - ¬£14,000; Typical Saving: 146; Energy Rating after improvement: D 60; Environmental Rating after improvement: B 81; Green Deal Eligible: Y ¦ | Park home wall, as built | Poor | Poor | Pitched, 150 mm loft insulation | Good | Good | Suspended, limited insulation (assumed) | N/A | N/A | Description: Fully double glazed | Average | Average | Community scheme | Good | Very Good | Charging system linked to use of community heating, programmer and at least two room thermostats | Good | Good | None | N/A | N/A | No system present: electric immersion assumed | Very Poor | Poor | Low energy lighting in 44% of fixed outlets | Average | Average |  |  |  | 2 | 0.2 | 2517 | 2094 | 999 | 999 | 264 | 168 |  | Description: Biomass community heating ¦ | 12842 | 2177 | 500 | 0 | 2572 |  | 1984-1991 | 2.3 | S01006074 (Strathendrick) | 260 | 0 | 9 | 4 | 44 |  |  | 4 | 3 |  | 3 | Stirling |  | community heating system | biomass | 2312 | natural | Single | 0 | not defined | 0 | Array: Roof Area: 0%; Connection: not applicable (FGHRS or no PV); ¦ | FALSE | owner-occupied | ECO assessment |  | 00RGMB | Forth and Endrick | 0 | Detached | Park home | S01013015 (Kippen and Fintry - 01) | 2016-01-13 08:23 | 9020-1916-4202-5675-2900 | 12 BALGAIR CASTLE CARAVAN ¦ G63 0LP | [{'description': 'Low energy lighting for all fixed outlets', 'cost_min': None, 'cost_max': None, 'typical_saving': 26, 'energy_rating': 'D 61', 'env_rating': 'B 82', 'green_deal': 'N'}, {'description': 'Internal or external wall insulation', 'cost_min': 4000, 'cost_max': 14000, 'typical_saving': 146, 'energy_rating': 'D 60', 'env_rating': 'B 81', 'green_deal': 'Y'}, {'description': None, 'cost_min': None, 'cost_max': None, 'typical_saving': None, 'energy_rating': None, 'env_rating': None, 'green_deal': None}] | [{'description': 'Park home wall, as built', 'energy_rating': 'Poor', 'env_rating': 'Poor'}] | [{'description': 'Pitched, 150 mm loft insulation', 'energy_rating': 'Good', 'env_rating': 'Good'}] | [{'description': 'Suspended, limited insulation (assumed)', 'energy_rating': 'N/A', 'env_rating': 'N/A'}] | [{'description': 'Description: Fully double glazed', 'energy_rating': 'Average', 'env_rating': 'Average'}] | [{'description': 'Community scheme', 'energy_rating': 'Good', 'env_rating': 'Very Good'}] | [{'description': 'Charging system linked to use of community heating, programmer and at least two room thermostats', 'energy_rating': 'Good', 'env_rating': 'Good'}] | [{'description': 'None', 'energy_rating': 'N/A', 'env_rating': 'N/A'}] | [{'description': 'No system present: electric immersion assumed', 'energy_rating': 'Very Poor', 'env_rating': 'Poor'}] | [{'description': 'Low energy lighting in 44% of fixed outlets', 'energy_rating': 'Average', 'env_rating': 'Average'}] | [] | 5 | 2 | 47 | 0.1530944625407166 | 1.8 | 0.9 | 173 | TRUE | TRUE | TRUE | [{'description': 'Low energy lighting for all fixed outlets', 'cost_min': None, 'cost_max': None, 'typical_saving': 26, 'energy_rating': 'D 61', 'env_rating': 'B 82', 'green_deal': 'N'}, {'description': 'Internal or external wall insulation', 'cost_min': 4000, 'cost_max': 14000, 'typical_saving': 146, 'energy_rating': 'D 60', 'env_rating': 'B 81', 'green_deal': 'Y'}, {'description': None, 'cost_min': None, 'cost_max': None, 'typical_saving': None, 'energy_rating': None, 'env_rating': None, 'green_deal': None}] | 4000 | 14000 | 9000 | 50 | 173 | -5841.7249 | -0.0015446 | [{'description': 'Low energy lighting for all fixed outlets', 'cost_min': None, 'cost_max': None, 'typical_saving': 26, 'energy_rating': 'D 61', 'env_rating': 'B 82', 'green_deal': 'N'}, {'description': 'Internal or external wall insulation', 'cost_min': 4000, 'cost_max': 14000, 'typical_saving': 146, 'energy_rating': 'D 60', 'env_rating': 'B 81', 'green_deal': 'Y'}] | [{'description': 'Low energy lighting for all fixed outlets', 'capex_mid': nan, 'lifetime': np.int64(20), 'annual_cashflow': 26, 'npv': nan, 'irr': nan}, {'description': 'Internal or external wall insulation', 'capex_mid': np.float64(9000.0), 'lifetime': np.int64(50), 'annual_cashflow': 146, 'npv': np.float64(-6334.634882759355), 'irr': -0.007920415810596215}] | 52.02312138728324 | 191.48936170212767 | 5000000 | TRUE | FALSE | 1 | 3.4482758620689653 | 0.045977 | 4.597701149425287 | FALSE | FALSE |  | Unknown | community heating system | biomass | community heating system ¦ biomass | TRUE | 0.071429 | 0.03125 | 0.37274 | 0.2905355832721937 | 0.6892655367231637 | 0.2150482165216969 | 2 | 43.5 | Detached_2F | 8.077747210701755 | 5.385164807134504 | 7.492582403567251 | G | 4.6 | 26.92582403567252 | 123.85879056409358 | 17.0392 | 25.5588 | 0.2063543482347667 | 3.651257142857143 | 1.5601831394331336 | 2.3402747091497003 | community_scheme_good_none | [{'main_heat': 'community_scheme', 'main_energy': 'good', 'secondary_heat': 'none'}] | Park home wall, as built | Pitched, 150 mm loft insulation | Fully double glazed | park_home_as_built_band_G | insulated_roof_150mm | dbl_glz_pre_2003
1001627570 | 122009819 | THREE OAKS COTTAGE | FINTRY | GLASGOW | G63 0LP | 56.05282399999999 | -4.2206 | 2015-11-29 | RdSAP, existing dwelling | 2015-11-29 | 182 | 162 | 5769 | 1827 | 65 | D | 94 | A | 57 | D | 88 | B | 48 | Description: Upgrade heating controls; Indicative Cost: ¬£350 - ¬£450; Typical Saving: 86; Energy Rating after improvement: C 77; Environmental Rating after improvement: C 71; Green Deal Eligible: Y ¦ Description: Replace boiler with new condensing boiler; Indicative Cost: ¬£2,200 - ¬£3,000; Typical Saving: 88; Energy Rating after improvement: C 79; Environmental Rating after improvement: C 73; Green Deal Eligible: Y ¦ Description: Solar water heating; Indicative Cost: ¬£4,000 - ¬£6,000; Typical Saving: 60; Energy Rating after improvement: B 81; Environmental Rating after improvement: C 76; Green Deal Eligible: Y ¦ Description: Floor insulation (suspended floor); Indicative Cost: ¬£800 - ¬£1,200; Typical Saving: 375; Energy Rating after improvement: C 75; Environmental Rating after improvement: D 68; Green Deal Eligible: Y ¦ Description: Wind turbine; Indicative Cost: ¬£15,000 - ¬£25,000; Typical Saving: 538; Energy Rating after improvement: A 94; Environmental Rating after improvement: B 88; Green Deal Eligible: Y ¦ | Cavity wall, filled cavity ¦ Timber frame, as built, insulated (assumed) ¦ Timber frame, with additional insulation | Good ¦ Good ¦ Good | Good ¦ Good ¦ Good | Pitched, 150 mm loft insulation ¦ Pitched, 250 mm loft insulation | Good ¦ Good | Good ¦ Good | Suspended, limited insulation (assumed) ¦ Suspended, no insulation (assumed) ¦ To unheated space, no insulation (assumed) | N/A ¦ N/A ¦ N/A | N/A ¦ N/A ¦ N/A | Description: Fully double glazed | Average | Average | Boiler and radiators, oil | Average | Average | Programmer, TRVs and bypass | Average | Average | Room heaters, wood logs | N/A | N/A | From main system | Average | Average | Low energy lighting in 95% of fixed outlets | Very Good | Very Good |  |  |  | 7.8 | 5 | 4878 | 3381 | 633 | 303 | 258 | 258 | Description: Biomass boiler (Exempted Appliance if in Smoke Control Area) ¦ Description: Air or ground source heat pump ¦ | Description: Biomass secondary heating ¦ Description: Solar photovoltaics ¦ | 23484 | 2980 | 459 | 0 | 0 |  | 1930-1949 | 2.6 | S01006074 (Strathendrick) | 38 | 4 | 19 | 18 | 95 |  |  | 1 | 5 |  | 5 | Stirling |  | boiler with radiators or underfloor heating | oil | 2107 | natural | Single | 100 | double glazing installed before 2002 | 0 | Array: Peak Power: 4; Orientation: South; Pitch: 45 degrees; Overshading: none or very little; Connection: connected to dwelling‚Äôs electricity meter; ¦ | FALSE | owner-occupied | FiT application |  | 00RGMB | Forth and Endrick | 0 | Detached | Bungalow | S01013015 (Kippen and Fintry - 01) | 2015-11-29 14:25 |  | THREE OAKS COTTAGE ¦ G63 0LP | [{'description': 'Upgrade heating controls', 'cost_min': 350, 'cost_max': 450, 'typical_saving': 86, 'energy_rating': 'C 77', 'env_rating': 'C 71', 'green_deal': 'Y'}, {'description': 'Replace boiler with new condensing boiler', 'cost_min': 2200, 'cost_max': 3000, 'typical_saving': 88, 'energy_rating': 'C 79', 'env_rating': 'C 73', 'green_deal': 'Y'}, {'description': 'Solar water heating', 'cost_min': 4000, 'cost_max': 6000, 'typical_saving': 60, 'energy_rating': 'B 81', 'env_rating': 'C 76', 'green_deal': 'Y'}, {'description': 'Floor insulation (suspended floor)', 'cost_min': 800, 'cost_max': 1200, 'typical_saving': 375, 'energy_rating': 'C 75', 'env_rating': 'D 68', 'green_deal': 'Y'}, {'description': 'Wind turbine', 'cost_min': 15000, 'cost_max': 25000, 'typical_saving': 538, 'energy_rating': 'A 94', 'env_rating': 'B 88', 'green_deal': 'Y'}, {'description': None, 'cost_min': None, 'cost_max': None, 'typical_saving': None, 'energy_rating': None, 'env_rating': None, 'green_deal': None}] | [{'description': 'Cavity wall, filled cavity', 'energy_rating': 'Good', 'env_rating': 'Good'}, {'description': 'Timber frame, as built, insulated (assumed)', 'energy_rating': 'Good', 'env_rating': 'Good'}, {'description': 'Timber frame, with additional insulation', 'energy_rating': 'Good', 'env_rating': 'Good'}] | [{'description': 'Pitched, 150 mm loft insulation', 'energy_rating': 'Good', 'env_rating': 'Good'}, {'description': 'Pitched, 250 mm loft insulation', 'energy_rating': 'Good', 'env_rating': 'Good'}] | [{'description': 'Suspended, limited insulation (assumed)', 'energy_rating': 'N/A', 'env_rating': 'N/A'}, {'description': 'Suspended, no insulation (assumed)', 'energy_rating': 'N/A', 'env_rating': 'N/A'}, {'description': 'To unheated space, no insulation (assumed)', 'energy_rating': 'N/A', 'env_rating': 'N/A'}] | [{'description': 'Description: Fully double glazed', 'energy_rating': 'Average', 'env_rating': 'Average'}] | [{'description': 'Boiler and radiators, oil', 'energy_rating': 'Average', 'env_rating': 'Average'}] | [{'description': 'Programmer, TRVs and bypass', 'energy_rating': 'Average', 'env_rating': 'Average'}] | [{'description': 'Room heaters, wood logs', 'energy_rating': 'N/A', 'env_rating': 'N/A'}] | [{'description': 'From main system', 'energy_rating': 'Average', 'env_rating': 'Average'}] | [{'description': 'Low energy lighting in 95% of fixed outlets', 'energy_rating': 'Very Good', 'env_rating': 'Very Good'}] | [] | 29 | 31 | 144 | 0.7912087912087912 | 2.8 | 0.35897 | 609 | TRUE | TRUE | TRUE | [{'description': 'Upgrade heating controls', 'cost_min': 350, 'cost_max': 450, 'typical_saving': 86, 'energy_rating': 'C 77', 'env_rating': 'C 71', 'green_deal': 'Y'}, {'description': 'Replace boiler with new condensing boiler', 'cost_min': 2200, 'cost_max': 3000, 'typical_saving': 88, 'energy_rating': 'C 79', 'env_rating': 'C 73', 'green_deal': 'Y'}, {'description': 'Solar water heating', 'cost_min': 4000, 'cost_max': 6000, 'typical_saving': 60, 'energy_rating': 'B 81', 'env_rating': 'C 76', 'green_deal': 'Y'}, {'description': 'Floor insulation (suspended floor)', 'cost_min': 800, 'cost_max': 1200, 'typical_saving': 375, 'energy_rating': 'C 75', 'env_rating': 'D 68', 'green_deal': 'Y'}, {'description': 'Wind turbine', 'cost_min': 15000, 'cost_max': 25000, 'typical_saving': 538, 'energy_rating': 'A 94', 'env_rating': 'B 88', 'green_deal': 'Y'}, {'description': None, 'cost_min': None, 'cost_max': None, 'typical_saving': None, 'energy_rating': None, 'env_rating': None, 'green_deal': None}] | 22350 | 35650 | 29000 | 29.317241379310342 | 609 | -19779.0862 | -0.030384 | [{'description': 'Upgrade heating controls', 'cost_min': 350, 'cost_max': 450, 'typical_saving': 86, 'energy_rating': 'C 77', 'env_rating': 'C 71', 'green_deal': 'Y'}, {'description': 'Replace boiler with new condensing boiler', 'cost_min': 2200, 'cost_max': 3000, 'typical_saving': 88, 'energy_rating': 'C 79', 'env_rating': 'C 73', 'green_deal': 'Y'}, {'description': 'Solar water heating', 'cost_min': 4000, 'cost_max': 6000, 'typical_saving': 60, 'energy_rating': 'B 81', 'env_rating': 'C 76', 'green_deal': 'Y'}, {'description': 'Floor insulation (suspended floor)', 'cost_min': 800, 'cost_max': 1200, 'typical_saving': 375, 'energy_rating': 'C 75', 'env_rating': 'D 68', 'green_deal': 'Y'}, {'description': 'Wind turbine', 'cost_min': 15000, 'cost_max': 25000, 'typical_saving': 538, 'energy_rating': 'A 94', 'env_rating': 'B 88', 'green_deal': 'Y'}] | [{'description': 'Upgrade heating controls', 'capex_mid': np.float64(400.0), 'lifetime': np.int64(15), 'annual_cashflow': 86, 'npv': np.float64(492.6505912835308), 'irr': 0.20126395244723394}, {'description': 'Replace boiler with new condensing boiler', 'capex_mid': np.float64(2600.0), 'lifetime': np.int64(17), 'annual_cashflow': 88, 'npv': np.float64(-1607.8821701951097), 'irr': -0.05549996482905284}, {'description': 'Solar water heating', 'capex_mid': np.float64(5000.0), 'lifetime': np.int64(30), 'annual_cashflow': 60, 'npv': np.float64(-4077.6529383870293), 'irr': -0.056334648520086184}, {'description': 'Floor insulation (suspended floor)', 'capex_mid': np.float64(1000.0), 'lifetime': np.int64(50), 'annual_cashflow': 375, 'npv': np.float64(5845.9720477071405), 'irr': 0.3749999544071143}, {'description': 'Wind turbine', 'capex_mid': np.float64(20000.0), 'lifetime': np.int64(30), 'annual_cashflow': 538, 'npv': np.float64(-11729.62134753704), 'irr': -0.01331149490646688}] | 47.61904761904762 | 201.38888888888889 | 10357142.857142856 | TRUE | FALSE | 1 | 3.0864197530864197 | 0.0061728 | 0.6172839506172839 | FALSE | FALSE |  | Unknown | boiler with radiators or underfloor heating | oil | boiler with radiators or underfloor heating ¦ oil | TRUE | 0.4142857142857142 | 0.48438 | 0.1874391826899195 | 0.3055555555555555 | 0.7134786117836964 | 0.4412 | 2 | 81 | Detached_2F | 11.0227 | 7.3484692283495345 | 8.474234614174767 | C | 5.2 | 36.74234613669907 | 191.06019991083517 | 26.639 | 26.639 | 0.13943 | 3.8055714285714286 | 1.5928112314545058 | 2.3892168471817588 | boiler_radiators_oil_average_room_heaters_wood_logs | [{'main_heat': 'boiler_radiators_oil', 'main_energy': 'average', 'secondary_heat': 'room_heaters_wood_logs'}] | Cavity wall, filled cavity | Pitched, 150 mm loft insulation | Fully double glazed | cavity_filled_bands_A_to_E | insulated_roof_150mm | dbl_glz_pre_2003

## extension analysis
ARCHETYPE | EXTENSION_COUNT
SemiDetached_2F | 0
Detached_2F | 0
EndTerrace_2F | 0
Detached_2F | 0
Detached_1F | 0
SemiDetached_2F | 0
SemiDetached_2F | 0
Detached_2F | 2
Detached_2F | 1
Detached_2F | 0
Detached_2F | 0
Detached_2F | 1
SemiDetached_2F | 0
SemiDetached_2F | 1
Detached_2F | 2
Detached_2F | 2
Detached_2F | 1
MidTerrace_2F | 0
Detached_2F | 2
Detached_2F | 1
SemiDetached_2F | 0
SemiDetached_2F | 1
Detached_2F | 1
Detached_1F | 0
Detached_2F | 0
Detached_1F | 2
Detached_1F | 1
SemiDetached_2F | 1
SemiDetached_2F | 1
SemiDetached_2F | 0
SemiDetached_2F | 0
SemiDetached_2F | 0
SemiDetached_2F | 0
Detached_2F | 0
Detached_2F | 0
SemiDetached_2F | 0
SemiDetached_2F | 0
Detached_2F | 1
Detached_1F | 1
Detached_1F | 1
Detached_2F | 3
SemiDetached_2F | 0
SemiDetached_1F | 0
SemiDetached_2F | 0
Detached_2F | 0
SemiDetached_2F | 0
Detached_2F | 1
Detached_2F | 0
Detached_2F | 0
Detached_2F | 0
Detached_2F | 0
Detached_2F | 0
Detached_2F | 0
Detached_2F | 1
Detached_2F | 0
Detached_2F | 0
MidTerrace_2F | 1
Detached_2F | 0
SemiDetached_2F | 0
Detached_2F | 0
Detached_2F | 0
Detached_2F | 0
Detached_2F | 0
Detached_2F | 1
MidTerrace_2F | 0
Detached_2F | 0
Detached_2F | 0
Detached_2F | 0
Detached_2F | 1
Detached_2F | 1
Detached_2F | 0
Detached_2F | 1
Detached_2F | 1
SemiDetached_2F | 0
SemiDetached_2F | 1
Detached_2F | 0
EndTerrace_2F | 1
EndTerrace_1F | 0
Detached_2F | 0
MidTerrace_2F | 0
Detached_2F | 1
Detached_2F | 4
Detached_2F | 0
SemiDetached_2F | 0
Detached_2F | 1
Detached_2F | 1
Detached_2F | 0
SemiDetached_2F | 0
SemiDetached_2F | 0
Detached_2F | 0
Detached_2F | 1
Detached_2F | 0
EndTerrace_2F | 0
Detached_2F | 2
SemiDetached_2F | 0
Detached_2F | 0
Detached_2F | 0
Detached_2F | 0
Detached_2F | 0
SemiDetached_2F | 0
Detached_2F | 0
Detached_2F | 0
SemiDetached_2F | 0
Detached_2F | 0
SemiDetached_2F | 0
Detached_2F | 0
Detached_2F | 1
Detached_2F | 0
Detached_2F | 0
SemiDetached_2F | 0
SemiDetached_2F | 0
EndTerrace_2F | 0
Detached_2F | 0
EndTerrace_2F | 0
SemiDetached_2F | 0
Detached_2F | 0
Detached_2F | 4